## Inputs
University of Exeter - Solar Calculations
Individual panel size | 1.485 | m2 |  | Site Latitude | 50.73 | [degrees] |  | Solar Output | 4952.0118 | kWh
Number of panels | 16 |  |  | Site longitude | -3.53 | [degrees] |  | Solar Used Internally | 1906.7389 | kWh
Panel efficiency | 20% |  |  | Year for calculations | 2000 |  |  | Exported | 3045.2729 | kWh
Roof orientation | 165 | degrees from north | [5 empty] | Annual demand | 4872.75 | kWh
Roof slope | 34 | degrees from horizontal
Horizon orientation | Horizon height (degrees from horizontal) |  | Include Horizon impact?
0 | 45 |  | Yes
45 | 30
90 | 30
135 | 35
180 | 15
225 | 15
270 | 30
315 | 45
360 | 45
Sun path diagram | January | 1 | February | 2 | March | 3 | April | 4 | May | 5 | June | 6 | July | 7 | August | 8 | September | 9 | October | 10 | November | 11 | December | 12
Hour | Solar Azimuth | Solar Elevation | Solar Azimuth | Solar Elevation | Solar Azimuth | Solar Elevation | Solar Azimuth | Solar Elevation | Solar Azimuth | Solar Elevation | Solar Azimuth | Solar Elevation | Solar Azimuth | Solar Elevation | Solar Azimuth | Solar Elevation | Solar Azimuth | Solar Elevation | Solar Azimuth | Solar Elevation | Solar Azimuth | Solar Elevation | Solar Azimuth | Solar Elevation
1 | 17.1728 | 0 | 12.504 | 0 | 12.2155 | 0 | 12.8852 | 0 | 12.4353 | 0 | 10.8104 | 0 | 9.7248 | 0 | 11.0541 | 0 | 17.2 | 0 | 12.5 | 0 | 12.2 | 0 | 12.9 | 0
2 | 41.7251 | 0 | 34.4583 | 0 | 31.0029 | 0 | 29.032 | 0 | 26.9641 | 0 | 24.6749 | 0 | 23.9479 | 0 | 26.5362 | 0 | 41.7 | 0 | 34.5 | 0 | 31 | 0 | 29 | 0
3 | 60.7704 | 0 | 52.8685 | 0 | 47.6324 | 0 | 43.8187 | 0 | 40.5208 | 0 | 37.7331 | 0 | 37.3364 | 0 | 40.896 | 0 | 60.8 | 0 | 52.9 | 0 | 47.6 | 0 | 43.8 | 0
4 | 75.7013 | 0 | 68.0502 | 0 | 62.0858 | 0 | 57.1747 | 0 | 53.0195 | 0 | 49.8706 | 0 | 49.7489 | 0 | 54.0067 | 0 | 75.7 | 0 | 68.1 | 0 | 62.1 | 0 | 57.2 | 0
5 | 88.2285 | 0 | 81.0516 | 0 | 74.9149 | 0 | 69.4072 | 0 | 64.6568 | 4.2058 | 61.2238 | 7.0506 | 61.3174 | 4.8585 | 66.0897 | 0 | 88.2 | 0 | 81.1 | 0 | 74.9 | 0 | 69.4 | 0
6 | 99.5634 | 0 | 92.8567 | 0 | 86.8087 | 0 | 81.0037 | 5.5746 | 75.8105 | 13.016 | 72.1097 | 15.691 | 72.3652 | 13.4691 | 77.5644 | 7.9744 | 99.6 | 0 | 92.9 | 0 | 86.8 | 0 | 81 | 5.6
7 | 110.5198 | 0 | 104.245 | 0 | 98.4363 | 4.4731 | 92.5393 | 14.9603 | 86.9912 | 22.366 | 82.99 | 24.9253 | 83.3578 | 22.703 | 88.9654 | 17.3203 | 110.5 | 0 | 104.2 | 0 | 98.4 | 4.5 | 92.5 | 15
8 | 121.6775 | 0 | 115.8435 | 4.083 | 110.4382 | 13.555 | 104.6766 | 24.3214 | 98.8711 | 31.8261 | 94.5082 | 34.3902 | 94.9276 | 32.162 | 100.9467 | 26.7354 | 121.7 | 0 | 115.8 | 4.1 | 110.4 | 13.6 | 104.7 | 24.3
9 | 133.4664 | 5.4645 | 128.1754 | 12.0193 | 123.4459 | 21.9983 | 118.2099 | 33.15 | 112.3873 | 40.9567 | 107.6214 | 43.687 | 107.9818 | 41.4401 | 114.3424 | 35.7522 | 133.5 | 5.5 | 128.2 | 12 | 123.4 | 22 | 118.2 | 33.2
10 | 146.1678 | 11.5185 | 141.6447 | 18.7263 | 138.0453 | 29.1935 | 134.0592 | 40.8243 | 128.8639 | 49.1284 | 123.8286 | 52.232 | 123.8817 | 49.9631 | 130.2114 | 43.7612 | 146.2 | 11.5 | 141.6 | 18.7 | 138 | 29.2 | 134.1 | 40.8
11 | 159.8491 | 15.8138 | 156.4277 | 23.6161 | 154.5853 | 34.4747 | 152.9832 | 46.4905 | 149.8031 | 55.3394 | 145.2083 | 59.02 | 144.4321 | 56.782 | 149.607 | 49.8731 | 159.8 | 15.8 | 156.4 | 23.6 | 154.6 | 34.5 | 153 | 46.5
12 | 174.2834 | 17.9406 | 172.3058 | 26.1876 | 172.803 | 37.1605 | 174.7016 | 49.1578 | 175.3048 | 58.2164 | 172.7143 | 62.4622 | 170.487 | 60.4432 | 172.5293 | 52.9556 | 174.3 | 17.9 | 172.3 | 26.2 | 172.8 | 37.2 | 174.7 | 49.2
13 | 188.9611 | 17.68 | 188.6057 | 26.1264 | 191.5954 | 36.812 | 197.1032 | 48.1918 | 201.735 | 56.8076 | 202.0188 | 61.2318 | 198.616 | 59.675 | 196.5625 | 52.1853 | 189 | 17.7 | 188.6 | 26.1 | 191.6 | 36.8 | 197.1 | 48.2
14 | 203.2699 | 15.0599 | 204.4476 | 23.4409 | 209.5043 | 33.4915 | 217.5021 | 43.8394 | 224.4329 | 51.6125 | 226.5119 | 55.8575 | 222.9484 | 54.782 | 218.2526 | 47.7865 | 203.3 | 15.1 | 204.4 | 23.4 | 209.5 | 33.5 | 217.5 | 43.8
15 | 216.7518 | 10.3455 | 219.1767 | 18.4587 | 225.6054 | 27.722 | 234.7593 | 37.0072 | 242.3302 | 43.9997 | 244.9786 | 48.0097 | 241.7526 | 47.2546 | 236.1809 | 40.8037 | 216.8 | 10.3 | 219.2 | 18.5 | 225.6 | 27.7 | 234.8 | 37
16 | 229.2479 | 3.9917 | 232.5964 | 11.6861 | 239.8101 | 20.199 | 249.2837 | 28.6488 | 256.7209 | 35.129 | 259.375 | 38.9897 | 256.5191 | 38.3927 | 250.9463 | 32.3045 | 229.2 | 4 | 232.6 | 11.7 | 239.8 | 20.2 | 249.3 | 28.6
17 | 240.88 | 0 | 244.8983 | 3.7201 | 252.5492 | 11.5697 | 261.9861 | 19.491 | 269.0575 | 25.7408 | 271.5266 | 29.552 | 268.9522 | 28.9942 | 263.6713 | 23.0571 | 240.9 | 0 | 244.9 | 3.7 | 252.5 | 11.6 | 262 | 19.5
18 | 251.966 | 0 | 256.4942 | 0 | 264.4288 | 2.4853 | 273.7302 | 10.0721 | 280.4029 | 16.3231 | 282.624 | 20.1632 | 280.2427 | 19.5579 | 275.3304 | 13.5957 | 252 | 0 | 256.5 | 0 | 264.4 | 2.5 | 273.7 | 10.1
19 | 262.9664 | 0 | 267.9132 | 0 | 276.0826 | 0 | 285.2351 | 1.0446 | 291.5067 | 7.2806 | 293.4408 | 11.1867 | 291.1896 | 10.4676 | 286.6796 | 4.3956 | 263 | 0 | 267.9 | 0 | 276.1 | 0 | 285.2 | 1
20 | 274.5033 | 0 | 279.7888 | 0 | 288.1541 | 0 | 297.1113 | 0 | 302.9277 | 0 | 304.5173 | 3.0509 | 302.3629 | 2.2012 | 298.3235 | 0 | 274.5 | 0 | 279.8 | 0 | 288.2 | 0 | 297.1 | 0
21 | 287.4614 | 0 | 292.9083 | 0 | 301.3168 | 0 | 309.8881 | 0 | 315.0892 | 0 | 316.2414 | 0 | 314.1841 | 0 | 310.7595 | 0 | 287.5 | 0 | 292.9 | 0 | 301.3 | 0 | 309.9 | 0
22 | 303.1586 | 0 | 308.2561 | 0 | 316.2401 | 0 | 323.9697 | 0 | 328.2575 | 0 | 328.8449 | 0 | 326.9237 | 0 | 324.351 | 0 | 303.2 | 0 | 308.3 | 0 | 316.2 | 0 | 324 | 0
23 | 323.3511 | 0 | 326.8448 | 0 | 333.3743 | 0 | 339.4827 | 0 | 342.4541 | 0 | 342.3441 | 0 | 340.6341 | 0 | 339.2107 | 0 | 323.4 | 0 | 326.8 | 0 | 333.4 | 0 | 339.5 | 0
24 | 348.9756 | 0 | 348.8762 | 0 | 352.4722 | 0 | 356.0736 | 0 | 357.3673 | 0 | 356.4796 | 0 | 355.0726 | 0 | 355.0466 | 0 | 349 | 0 | 348.9 | 0 | 352.5 | 0 | 356.1 | 0

## Hourly Calcs
Year | 2000 |  | Efficiency | 20%
Latitude | 50.73
Longitude | -3.53
Panel Angle [deg] | 34
Panel Azimuth | 165
Panel Area [m2] | 23.76
Month | Day | Hour | Dry Bulb Temp °C | Dew Point Temp °C | RH [%] | Global Horizontal Radiation [Wh/m2] | Direct Normal Radiation [Wh/m2] | Diffuse Horizontal Radiation [Wh/m2] | Solar azimuth [deg] | Solar elev [deg] | Panel solar azi | Panel elev | Direct tilted | Diffuse panel | Horizon | Total incident | Output | Demand | Offset | Export
1 | 1 | 1 | 7.7 | 6.7 | 93 | 0 | 0 | 0 | 20.7063 | -61.1103 | 0 | 0 | 0 | 0 | 30.7473 | 0 | 0 | 350 | 0 | 0
1 | 1 | 2 | 8 | 7.5 | 96 | 0 | 0 | 0 | 45.3638 | -55.8994 | 0 | 0 | 0 | 0 | 30.9756 | 0 | 0 | 350 | 0 | 0
1 | 1 | 3 | 8.2 | 8.1 | 99 | 0 | 0 | 0 | 64.0316 | -48.1421 | 0 | 0 | 0 | 0 | 31.1484 | 0 | 0 | 350 | 0 | 0
1 | 1 | 4 | 8.4 | 8.4 | 100 | 0 | 0 | 0 | 78.5695 | -39.1578 | 86.4305 | 0 | 0 | 0 | 31.2831 | 0 | 0 | 350 | 0 | 0
1 | 1 | 5 | 8.3 | 8.3 | 100 | 0 | 0 | 0 | 90.8053 | -29.7175 | 74.1947 | 0 | 0 | 0 | 31.3963 | 0 | 0 | 350 | 0 | 0
1 | 1 | 6 | 8.2 | 8.2 | 100 | 0 | 0 | 0 | 101.946 | -20.2927 | 63.054 | 0 | 0 | 0 | 31.4995 | 0 | 0 | 350 | 0 | 0
1 | 1 | 7 | 8.3 | 8.3 | 100 | 0 | 0 | 0 | 112.778 | -11.2313 | 52.222 | 0 | 0 | 0 | 31.5998 | 0 | 0 | 350 | 0 | 0
1 | 1 | 8 | 7.8 | 7.8 | 100 | 0 | 0 | 0 | 123.8514 | -2.7983 | 41.1486 | 0 | 0 | 0 | 31.7023 | 0 | 0 | 350 | 0 | 0
1 | 1 | 9 | 7.6 | 7.6 | 100 | 5 | 0 | 5 | 135.5631 | 4.5637 | 29.4369 | 29.4363 | 0 | 4.5726 | 31.8108 | 4.5726 | 21.729 | 350 | 21.729 | 0
1 | 1 | 10 | 7.5 | 7.5 | 100 | 28 | 0 | 28 | 148.1564 | 10.3366 | 16.8436 | 23.6634 | 0 | 25.6065 | 31.9274 | 25.6065 | 121.6822 | 600 | 121.6822 | 0
1 | 1 | 11 | 7.6 | 7.6 | 100 | 53 | 0 | 53 | 161.6606 | 14.3421 | 3.3394 | 19.6579 | 0 | 48.4695 | 32.0524 | 48.4695 | 230.327 | 600 | 230.327 | 0
1 | 1 | 12 | 7.9 | 7.9 | 100 | 69 | 0 | 69 | 175.8278 | 16.1921 | 10.8278 | 17.8079 | 0 | 63.1018 | 32.1836 | 63.1018 | 299.8597 | 600 | 299.8597 | 0
1 | 1 | 13 | 8.5 | 8.5 | 100 | 144 | 69 | 123 | 190.1634 | 15.7008 | 25.1634 | 18.2992 | 49.0996 | 112.4858 | 32.3163 | 112.4858 | 534.5326 | 600 | 534.5326 | 0
1 | 1 | 14 | 9.4 | 8.8 | 96 | 122 | 38 | 111 | 204.1039 | 12.9186 | 39.1039 | 21.0814 | 23.1153 | 101.5116 | 32.4454 | 101.5116 | 482.3831 | 600 | 482.3831 | 0
1 | 1 | 15 | 9.2 | 8.6 | 96 | 77 | 7 | 75 | 217.244 | 8.1184 | 52.244 | 25.8816 | 3.1923 | 68.5889 | 32.5671 | 68.5889 | 325.9345 | 600 | 325.9345 | 0
1 | 1 | 16 | 8.9 | 8.1 | 95 | 23 | 0 | 23 | 229.4554 | 1.8206 | 64.4554 | 32.1794 | 0 | 21.0339 | 32.6801 | 21.0339 | 99.9532 | 900 | 99.9532 | 0
1 | 1 | 17 | 8.7 | 8.1 | 96 | 1 | 0 | 1 | 240.8663 | -6.2265 | 75.8663 | 0 | 0 | 0.91452 | 32.7858 | 0.91452 | 4.3458 | 900 | 4.3458 | 0
1 | 1 | 18 | 8.5 | 7.4 | 93 | 0 | 0 | 0 | 251.789 | -14.936 | 86.789 | 0 | 0 | 0 | 32.8869 | 0 | 0 | 900 | 0 | 0
1 | 1 | 19 | 8 | 7.4 | 96 | 0 | 0 | 0 | 262.6804 | -24.1845 | 0 | 0 | 0 | 0 | 32.9878 | 0 | 0 | 900 | 0 | 0
1 | 1 | 20 | 7.8 | 7.2 | 96 | 0 | 0 | 0 | 274.1744 | -33.6579 | 0 | 0 | 0 | 0 | 33.0942 | 0 | 0 | 800 | 0 | 0
1 | 1 | 21 | 7.5 | 7.1 | 97 | 0 | 0 | 0 | 287.2049 | -42.9701 | 0 | 0 | 0 | 0 | 33.2149 | 0 | 0 | 700 | 0 | 0
1 | 1 | 22 | 7.4 | 6.7 | 95 | 0 | 0 | 0 | 303.2236 | -51.5513 | 0 | 0 | 0 | 0 | 33.3632 | 0 | 0 | 600 | 0 | 0
1 | 1 | 23 | 7.2 | 6.5 | 95 | 0 | 0 | 0 | 324.2463 | -58.4261 | 0 | 0 | 0 | 0 | 33.5578 | 0 | 0 | 500 | 0 | 0
1 | 1 | 24 | 7.2 | 6.3 | 94 | 0 | 0 | 0 | 351.3053 | -62.0468 | 0 | 0 | 0 | 0 | 33.8084 | 0 | 0 | 400 | 0 | 0
1 | 2 | 1 | 7.1 | 6.2 | 94 | 0 | 0 | 0 | 20.4482 | -61.0593 | 0 | 0 | 0 | 0 | 30.7449 | 0 | 0 | 350 | 0 | 0
1 | 2 | 2 | 7.2 | 6.3 | 94 | 0 | 0 | 0 | 45.1249 | -55.8827 | 0 | 0 | 0 | 0 | 30.9734 | 0 | 0 | 350 | 0 | 0
1 | 2 | 3 | 7.3 | 6.2 | 93 | 0 | 0 | 0 | 63.8291 | -48.1462 | 0 | 0 | 0 | 0 | 31.1466 | 0 | 0 | 350 | 0 | 0
1 | 2 | 4 | 7.5 | 6.2 | 91 | 0 | 0 | 0 | 78.3959 | -39.1714 | 86.6041 | 0 | 0 | 0 | 31.2814 | 0 | 0 | 350 | 0 | 0
1 | 2 | 5 | 7.6 | 6.7 | 94 | 0 | 0 | 0 | 90.6504 | -29.7335 | 74.3496 | 0 | 0 | 0 | 31.3949 | 0 | 0 | 350 | 0 | 0
1 | 2 | 6 | 7.5 | 6.6 | 94 | 0 | 0 | 0 | 101.8021 | -20.3057 | 63.1979 | 0 | 0 | 0 | 31.4982 | 0 | 0 | 350 | 0 | 0
1 | 2 | 7 | 7 | 6.3 | 95 | 0 | 0 | 0 | 112.6397 | -11.2371 | 52.3603 | 0 | 0 | 0 | 31.5985 | 0 | 0 | 350 | 0 | 0
1 | 2 | 8 | 6.2 | 6 | 99 | 0 | 0 | 0 | 123.7154 | -2.7929 | 41.2846 | 0 | 0 | 0 | 31.7011 | 0 | 0 | 350 | 0 | 0
1 | 2 | 9 | 6.8 | 6.6 | 99 | 11 | 0 | 11 | 135.4281 | 4.5829 | 29.5719 | 29.4171 | 0 | 10.0597 | 31.8095 | 10.0597 | 47.8037 | 350 | 47.8037 | 0
1 | 2 | 10 | 8.9 | 7.9 | 93 | 56 | 1 | 56 | 148.0233 | 10.3738 | 16.9767 | 23.6262 | 0.67537 | 51.2131 | 31.9261 | 51.2131 | 243.3644 | 600 | 243.3644 | 0
1 | 2 | 11 | 9.4 | 8.2 | 92 | 107 | 22 | 102 | 161.5329 | 14.3992 | 3.4671 | 19.6008 | 16.4295 | 93.2809 | 32.0512 | 93.2809 | 443.2709 | 600 | 443.2709 | 0
1 | 2 | 12 | 9.7 | 8.3 | 91 | 139 | 67 | 120 | 175.7108 | 16.2694 | 10.7108 | 17.7306 | 50.9003 | 109.7423 | 32.1825 | 109.7423 | 521.4952 | 600 | 521.4952 | 0
1 | 2 | 13 | 10.2 | 8.1 | 87 | 145 | 48 | 130 | 190.0623 | 15.7963 | 25.0623 | 18.2037 | 34.2285 | 118.8874 | 32.3154 | 118.8874 | 564.9531 | 600 | 564.9531 | 0
1 | 2 | 14 | 9.8 | 8.6 | 92 | 123 | 39 | 112 | 204.0214 | 13.0288 | 39.0214 | 20.9712 | 23.7961 | 102.4261 | 32.4446 | 102.4261 | 486.7288 | 600 | 486.7288 | 0
1 | 2 | 15 | 9.5 | 8.9 | 96 | 78 | 8 | 77 | 217.18 | 8.2383 | 52.18 | 25.7617 | 3.6651 | 70.4179 | 32.5665 | 70.4179 | 334.6261 | 600 | 334.6261 | 0
1 | 2 | 16 | 9.8 | 9.2 | 96 | 24 | 0 | 24 | 229.4073 | 1.9391 | 64.4073 | 32.0609 | 0 | 21.9485 | 32.6797 | 21.9485 | 104.299 | 900 | 104.299 | 0
1 | 2 | 17 | 9 | 8.8 | 99 | 1 | 0 | 1 | 240.8306 | -6.0927 | 75.8306 | 0 | 0 | 0.91452 | 32.7855 | 0.91452 | 4.3458 | 900 | 4.3458 | 0
1 | 2 | 18 | 8.2 | 8.2 | 100 | 0 | 0 | 0 | 251.7618 | -14.8009 | 86.7618 | 0 | 0 | 0 | 32.8867 | 0 | 0 | 900 | 0 | 0
1 | 2 | 19 | 8.3 | 8.3 | 100 | 0 | 0 | 0 | 262.6577 | -24.0484 | 0 | 0 | 0 | 0 | 32.9876 | 0 | 0 | 900 | 0 | 0
1 | 2 | 20 | 8.6 | 8.6 | 100 | 0 | 0 | 0 | 274.1506 | -33.5216 | 0 | 0 | 0 | 0 | 33.094 | 0 | 0 | 800 | 0 | 0
1 | 2 | 21 | 8.6 | 8.6 | 100 | 0 | 0 | 0 | 287.171 | -42.8344 | 0 | 0 | 0 | 0 | 33.2145 | 0 | 0 | 700 | 0 | 0
1 | 2 | 22 | 9.1 | 9.1 | 100 | 0 | 0 | 0 | 303.1617 | -51.4187 | 0 | 0 | 0 | 0 | 33.3626 | 0 | 0 | 600 | 0 | 0
1 | 2 | 23 | 8.9 | 8.9 | 100 | 0 | 0 | 0 | 324.1246 | -58.3034 | 0 | 0 | 0 | 0 | 33.5567 | 0 | 0 | 500 | 0 | 0
1 | 2 | 24 | 8.5 | 8.5 | 100 | 0 | 0 | 0 | 351.0967 | -61.949 | 0 | 0 | 0 | 0 | 33.8065 | 0 | 0 | 400 | 0 | 0
1 | 3 | 1 | 8.5 | 8.5 | 100 | 0 | 0 | 0 | 20.1893 | -61.0003 | 0 | 0 | 0 | 0 | 30.7425 | 0 | 0 | 350 | 0 | 0
1 | 3 | 2 | 8 | 8 | 100 | 0 | 0 | 0 | 44.8814 | -55.8584 | 0 | 0 | 0 | 0 | 30.9711 | 0 | 0 | 350 | 0 | 0
1 | 3 | 3 | 8.1 | 8.1 | 100 | 0 | 0 | 0 | 63.621 | -48.1432 | 0 | 0 | 0 | 0 | 31.1446 | 0 | 0 | 350 | 0 | 0
1 | 3 | 4 | 8.1 | 8.1 | 100 | 0 | 0 | 0 | 78.2167 | -39.1785 | 86.7833 | 0 | 0 | 0 | 31.2798 | 0 | 0 | 350 | 0 | 0
1 | 3 | 5 | 7.8 | 7.8 | 100 | 0 | 0 | 0 | 90.4904 | -29.743 | 74.5096 | 0 | 0 | 0 | 31.3934 | 0 | 0 | 350 | 0 | 0
1 | 3 | 6 | 6.8 | 6.8 | 100 | 0 | 0 | 0 | 101.6536 | -20.3122 | 63.3464 | 0 | 0 | 0 | 31.4968 | 0 | 0 | 350 | 0 | 0
1 | 3 | 7 | 6.4 | 6.4 | 100 | 0 | 0 | 0 | 112.4974 | -11.2363 | 52.5026 | 0 | 0 | 0 | 31.5972 | 0 | 0 | 350 | 0 | 0
1 | 3 | 8 | 6.4 | 6.4 | 100 | 0 | 0 | 0 | 123.5761 | -2.7804 | 41.4239 | 0 | 0 | 0 | 31.6998 | 0 | 0 | 350 | 0 | 0
1 | 3 | 9 | 6.1 | 6.1 | 100 | 5 | 0 | 5 | 135.2904 | 4.6089 | 29.7096 | 29.3911 | 0 | 4.5726 | 31.8082 | 4.5726 | 21.729 | 350 | 21.729 | 0
1 | 3 | 10 | 6.6 | 6.2 | 97 | 57 | 3 | 56 | 147.8885 | 10.4183 | 17.1115 | 23.5817 | 2.0266 | 51.2131 | 31.9249 | 51.2131 | 243.3644 | 600 | 243.3644 | 0
1 | 3 | 11 | 6.9 | 6 | 94 | 108 | 23 | 103 | 161.4046 | 14.4638 | 3.5954 | 19.5362 | 17.1918 | 94.1954 | 32.05 | 94.1954 | 447.6167 | 600 | 447.6167 | 0
1 | 3 | 12 | 6.5 | 6.1 | 97 | 141 | 69 | 120 | 175.5945 | 16.3542 | 10.5945 | 17.6458 | 52.4991 | 109.7423 | 32.1814 | 109.7423 | 521.4952 | 600 | 521.4952 | 0
1 | 3 | 13 | 5.8 | 5.8 | 100 | 73 | 0 | 73 | 189.9631 | 15.8992 | 24.9631 | 18.1008 | 0 | 66.7599 | 32.3145 | 66.7599 | 317.2429 | 600 | 317.2429 | 0
1 | 3 | 14 | 5.8 | 5.8 | 100 | 62 | 0 | 62 | 203.9422 | 13.1458 | 38.9422 | 20.8542 | 0 | 56.7002 | 32.4439 | 56.7002 | 269.4392 | 600 | 269.4392 | 0
1 | 3 | 15 | 5.9 | 5.9 | 100 | 40 | 0 | 40 | 217.1201 | 8.3647 | 52.1201 | 25.6353 | 0 | 36.5808 | 32.5659 | 36.5808 | 173.8317 | 600 | 173.8317 | 0
1 | 3 | 16 | 5.9 | 5.7 | 99 | 12 | 0 | 12 | 229.3641 | 2.0635 | 64.3641 | 31.9365 | 0 | 10.9742 | 32.6793 | 10.9742 | 52.1495 | 900 | 52.1495 | 0
1 | 3 | 17 | 6 | 5.8 | 99 | 1 | 0 | 1 | 240.8003 | -5.9535 | 75.8003 | 0 | 0 | 0.91452 | 32.7852 | 0.91452 | 4.3458 | 900 | 4.3458 | 0
1 | 3 | 18 | 5.9 | 5.4 | 97 | 0 | 0 | 0 | 251.7406 | -14.6608 | 86.7406 | 0 | 0 | 0 | 32.8865 | 0 | 0 | 900 | 0 | 0
1 | 3 | 19 | 5.5 | 5.3 | 99 | 0 | 0 | 0 | 262.6415 | -23.9076 | 0 | 0 | 0 | 0 | 32.9874 | 0 | 0 | 900 | 0 | 0
1 | 3 | 20 | 5.5 | 4.8 | 95 | 0 | 0 | 0 | 274.1341 | -33.3805 | 0 | 0 | 0 | 0 | 33.0938 | 0 | 0 | 800 | 0 | 0
1 | 3 | 21 | 5.3 | 4.6 | 95 | 0 | 0 | 0 | 287.1452 | -42.6938 | 0 | 0 | 0 | 0 | 33.2143 | 0 | 0 | 700 | 0 | 0
1 | 3 | 22 | 5 | 4.3 | 95 | 0 | 0 | 0 | 303.1087 | -51.2805 | 0 | 0 | 0 | 0 | 33.3621 | 0 | 0 | 600 | 0 | 0
1 | 3 | 23 | 4.9 | 4.2 | 95 | 0 | 0 | 0 | 324.0116 | -58.1742 | 0 | 0 | 0 | 0 | 33.5557 | 0 | 0 | 500 | 0 | 0
1 | 3 | 24 | 4.9 | 4.2 | 95 | 0 | 0 | 0 | 350.8936 | -61.8435 | 0 | 0 | 0 | 0 | 33.8046 | 0 | 0 | 400 | 0 | 0
1 | 4 | 1 | 4.8 | 4.1 | 95 | 0 | 0 | 0 | 19.9302 | -60.9331 | 0 | 0 | 0 | 0 | 30.7401 | 0 | 0 | 350 | 0 | 0
1 | 4 | 2 | 5.1 | 4.4 | 95 | 0 | 0 | 0 | 44.6336 | -55.8266 | 0 | 0 | 0 | 0 | 30.9688 | 0 | 0 | 350 | 0 | 0
1 | 4 | 3 | 5.2 | 4.5 | 95 | 0 | 0 | 0 | 63.4074 | -48.1332 | 0 | 0 | 0 | 0 | 31.1427 | 0 | 0 | 350 | 0 | 0
1 | 4 | 4 | 5.4 | 4.5 | 94 | 0 | 0 | 0 | 78.0321 | -39.179 | 86.9679 | 0 | 0 | 0 | 31.2781 | 0 | 0 | 350 | 0 | 0
1 | 4 | 5 | 5.8 | 4.2 | 89 | 0 | 0 | 0 | 90.3255 | -29.7461 | 74.6745 | 0 | 0 | 0 | 31.3919 | 0 | 0 | 350 | 0 | 0
1 | 4 | 6 | 6.5 | 3.7 | 82 | 0 | 0 | 0 | 101.5007 | -20.3123 | 63.4993 | 0 | 0 | 0 | 31.4954 | 0 | 0 | 350 | 0 | 0
1 | 4 | 7 | 6.2 | 3.3 | 82 | 0 | 0 | 0 | 112.3513 | -11.2289 | 52.6487 | 0 | 0 | 0 | 31.5958 | 0 | 0 | 350 | 0 | 0
1 | 4 | 8 | 7.2 | 2.4 | 72 | 0 | 0 | 0 | 123.4334 | -2.7608 | 41.5666 | 0 | 0 | 0 | 31.6985 | 0 | 0 | 350 | 0 | 0
1 | 4 | 9 | 7.3 | 2.8 | 73 | 11 | 0 | 11 | 135.1502 | 4.6419 | 29.8498 | 29.3581 | 0 | 10.0597 | 31.8069 | 10.0597 | 47.8037 | 350 | 47.8037 | 0
1 | 4 | 10 | 7.4 | 2.3 | 70 | 57 | 6 | 56 | 147.752 | 10.4701 | 17.248 | 23.5299 | 4.0549 | 51.2131 | 31.9236 | 51.2131 | 243.3644 | 600 | 243.3644 | 0
1 | 4 | 11 | 7.3 | 2.8 | 73 | 110 | 34 | 101 | 161.2758 | 14.5358 | 3.7242 | 19.4642 | 25.4397 | 92.3664 | 32.0488 | 92.3664 | 438.9251 | 600 | 438.9251 | 0
1 | 4 | 12 | 7 | 3.5 | 78 | 71 | 0 | 71 | 175.4789 | 16.4464 | 10.4789 | 17.5536 | 0 | 64.9308 | 32.1804 | 64.9308 | 308.5513 | 600 | 308.5513 | 0
1 | 4 | 13 | 6.6 | 4.5 | 86 | 148 | 74 | 126 | 189.8661 | 16.0092 | 24.8661 | 17.9908 | 53.0075 | 115.2294 | 32.3136 | 115.2294 | 547.57 | 600 | 547.57 | 0
1 | 4 | 14 | 7.5 | 4.3 | 80 | 127 | 42 | 115 | 203.8663 | 13.2696 | 38.8663 | 20.7304 | 25.7906 | 105.1697 | 32.4432 | 105.1697 | 499.7662 | 600 | 499.7662 | 0
1 | 4 | 15 | 7.9 | 4.5 | 79 | 81 | 9 | 79 | 217.0645 | 8.4972 | 52.0645 | 25.5028 | 4.1625 | 72.247 | 32.5654 | 72.247 | 343.3177 | 600 | 343.3177 | 0
1 | 4 | 16 | 7.8 | 5.3 | 84 | 26 | 0 | 26 | 229.3259 | 2.1938 | 64.3259 | 31.8062 | 0 | 23.7775 | 32.6789 | 23.7775 | 112.9906 | 900 | 112.9906 | 0
1 | 4 | 17 | 7.5 | 5.5 | 87 | 2 | 0 | 2 | 240.7756 | -5.809 | 75.7756 | 0 | 0 | 1.829 | 32.785 | 1.829 | 8.6916 | 900 | 8.6916 | 0
1 | 4 | 18 | 7.7 | 5.1 | 84 | 0 | 0 | 0 | 251.7255 | -14.5158 | 86.7255 | 0 | 0 | 0 | 32.8863 | 0 | 0 | 900 | 0 | 0
1 | 4 | 19 | 7.9 | 6.1 | 88 | 0 | 0 | 0 | 262.632 | -23.7621 | 0 | 0 | 0 | 0 | 32.9873 | 0 | 0 | 900 | 0 | 0
1 | 4 | 20 | 7.5 | 6.2 | 91 | 0 | 0 | 0 | 274.1249 | -33.2348 | 0 | 0 | 0 | 0 | 33.0937 | 0 | 0 | 800 | 0 | 0
1 | 4 | 21 | 7.7 | 6.6 | 93 | 0 | 0 | 0 | 287.1274 | -42.5483 | 0 | 0 | 0 | 0 | 33.2141 | 0 | 0 | 700 | 0 | 0
1 | 4 | 22 | 7.4 | 7 | 97 | 0 | 0 | 0 | 303.0645 | -51.1369 | 0 | 0 | 0 | 0 | 33.3617 | 0 | 0 | 600 | 0 | 0
1 | 4 | 23 | 7.9 | 7.5 | 97 | 0 | 0 | 0 | 323.9074 | -58.0386 | 0 | 0 | 0 | 0 | 33.5547 | 0 | 0 | 500 | 0 | 0
1 | 4 | 24 | 7.8 | 7.8 | 100 | 0 | 0 | 0 | 350.6963 | -61.7305 | 0 | 0 | 0 | 0 | 33.8027 | 0 | 0 | 400 | 0 | 0
1 | 5 | 1 | 8.5 | 8.5 | 100 | 0 | 0 | 0 | 19.6712 | -60.8579 | 0 | 0 | 0 | 0 | 30.7377 | 0 | 0 | 350 | 0 | 0
1 | 5 | 2 | 8.1 | 8.1 | 100 | 0 | 0 | 0 | 44.3819 | -55.787 | 0 | 0 | 0 | 0 | 30.9665 | 0 | 0 | 350 | 0 | 0
1 | 5 | 3 | 8.1 | 8.1 | 100 | 0 | 0 | 0 | 63.1885 | -48.1162 | 0 | 0 | 0 | 0 | 31.1406 | 0 | 0 | 350 | 0 | 0
1 | 5 | 4 | 8.2 | 8.2 | 100 | 0 | 0 | 0 | 77.8424 | -39.1727 | 87.1576 | 0 | 0 | 0 | 31.2763 | 0 | 0 | 350 | 0 | 0
1 | 5 | 5 | 7.8 | 7.6 | 99 | 0 | 0 | 0 | 90.1557 | -29.7426 | 74.8443 | 0 | 0 | 0 | 31.3903 | 0 | 0 | 350 | 0 | 0
1 | 5 | 6 | 7 | 7 | 100 | 0 | 0 | 0 | 101.3434 | -20.3058 | 63.6566 | 0 | 0 | 0 | 31.4939 | 0 | 0 | 350 | 0 | 0
1 | 5 | 7 | 6.6 | 6.6 | 100 | 0 | 0 | 0 | 112.2013 | -11.2147 | 52.7987 | 0 | 0 | 0 | 31.5945 | 0 | 0 | 350 | 0 | 0
1 | 5 | 8 | 6.6 | 6.6 | 100 | 0 | 0 | 0 | 123.2875 | -2.734 | 41.7125 | 0 | 0 | 0 | 31.6971 | 0 | 0 | 350 | 0 | 0
1 | 5 | 9 | 7.1 | 7.1 | 100 | 6 | 0 | 6 | 135.0074 | 4.6818 | 29.9926 | 29.3182 | 0 | 5.4871 | 31.8056 | 5.4871 | 26.0748 | 350 | 26.0748 | 0
1 | 5 | 10 | 7.4 | 6.3 | 93 | 28 | 0 | 28 | 147.6139 | 10.5292 | 17.3861 | 23.4708 | 0 | 25.6065 | 31.9224 | 25.6065 | 121.6822 | 600 | 121.6822 | 0
1 | 5 | 11 | 7.5 | 6.6 | 94 | 54 | 0 | 54 | 161.1465 | 14.6154 | 3.8535 | 19.3846 | 0 | 49.384 | 32.0477 | 49.384 | 234.6728 | 600 | 234.6728 | 0
1 | 5 | 12 | 7.9 | 7.3 | 96 | 71 | 0 | 71 | 175.3642 | 16.546 | 10.3642 | 17.454 | 0 | 64.9308 | 32.1793 | 64.9308 | 308.5513 | 600 | 308.5513 | 0
1 | 5 | 13 | 7.8 | 7.2 | 96 | 74 | 0 | 74 | 189.7712 | 16.1265 | 24.7712 | 17.8735 | 0 | 67.6744 | 32.3127 | 67.6744 | 321.5887 | 600 | 321.5887 | 0
1 | 5 | 14 | 8.2 | 7.4 | 95 | 127 | 60 | 111 | 203.7937 | 13.4002 | 38.7937 | 20.5998 | 36.9662 | 101.5116 | 32.4425 | 101.5116 | 482.3831 | 600 | 482.3831 | 0
1 | 5 | 15 | 8.1 | 7.5 | 96 | 82 | 9 | 80 | 217.0132 | 8.636 | 52.0132 | 25.364 | 4.1828 | 73.1615 | 32.5649 | 73.1615 | 347.6635 | 600 | 347.6635 | 0
1 | 5 | 16 | 8.5 | 7.7 | 95 | 27 | 0 | 27 | 229.2926 | 2.3298 | 64.2926 | 31.6702 | 0 | 24.692 | 32.6786 | 24.692 | 117.3364 | 900 | 117.3364 | 0
1 | 5 | 17 | 8.5 | 7.2 | 92 | 2 | 0 | 2 | 240.7565 | -5.6591 | 75.7565 | 0 | 0 | 1.829 | 32.7848 | 1.829 | 8.6916 | 900 | 8.6916 | 0
1 | 5 | 18 | 8.8 | 7.1 | 89 | 0 | 0 | 0 | 251.7165 | -14.3661 | 86.7165 | 0 | 0 | 0 | 32.8863 | 0 | 0 | 900 | 0 | 0
1 | 5 | 19 | 9 | 6.6 | 85 | 0 | 0 | 0 | 262.6291 | -23.6121 | 0 | 0 | 0 | 0 | 32.9873 | 0 | 0 | 900 | 0 | 0
1 | 5 | 20 | 7.3 | 6 | 91 | 0 | 0 | 0 | 274.123 | -33.0846 | 0 | 0 | 0 | 0 | 33.0937 | 0 | 0 | 800 | 0 | 0
1 | 5 | 21 | 7.6 | 6.1 | 90 | 0 | 0 | 0 | 287.1177 | -42.3982 | 0 | 0 | 0 | 0 | 33.2141 | 0 | 0 | 700 | 0 | 0
1 | 5 | 22 | 7.4 | 6.3 | 93 | 0 | 0 | 0 | 303.0291 | -50.9881 | 0 | 0 | 0 | 0 | 33.3614 | 0 | 0 | 600 | 0 | 0
1 | 5 | 23 | 7.8 | 6.7 | 93 | 0 | 0 | 0 | 323.8119 | -57.8967 | 0 | 0 | 0 | 0 | 33.5538 | 0 | 0 | 500 | 0 | 0
1 | 5 | 24 | 7.2 | 6.5 | 95 | 0 | 0 | 0 | 350.5052 | -61.6099 | 0 | 0 | 0 | 0 | 33.801 | 0 | 0 | 400 | 0 | 0
1 | 6 | 1 | 6.9 | 6.2 | 95 | 0 | 0 | 0 | 19.4127 | -60.7747 | 0 | 0 | 0 | 0 | 30.7353 | 0 | 0 | 350 | 0 | 0
1 | 6 | 2 | 5.9 | 5.7 | 99 | 0 | 0 | 0 | 44.1266 | -55.7397 | 0 | 0 | 0 | 0 | 30.9641 | 0 | 0 | 350 | 0 | 0
1 | 6 | 3 | 6.6 | 6.6 | 100 | 0 | 0 | 0 | 62.9647 | -48.0919 | 0 | 0 | 0 | 0 | 31.1386 | 0 | 0 | 350 | 0 | 0
1 | 6 | 4 | 6.6 | 6.4 | 99 | 0 | 0 | 0 | 77.6476 | -39.1597 | 87.3524 | 0 | 0 | 0 | 31.2745 | 0 | 0 | 350 | 0 | 0
1 | 6 | 5 | 6.8 | 6.6 | 99 | 0 | 0 | 0 | 89.9813 | -29.7325 | 75.0187 | 0 | 0 | 0 | 31.3887 | 0 | 0 | 350 | 0 | 0
1 | 6 | 6 | 6.9 | 6.7 | 99 | 0 | 0 | 0 | 101.182 | -20.2927 | 63.818 | 0 | 0 | 0 | 31.4924 | 0 | 0 | 350 | 0 | 0
1 | 6 | 7 | 7.2 | 6.3 | 94 | 0 | 0 | 0 | 112.0476 | -11.1939 | 52.9524 | 0 | 0 | 0 | 31.593 | 0 | 0 | 350 | 0 | 0
1 | 6 | 8 | 7.2 | 6.1 | 93 | 0 | 0 | 0 | 123.1385 | -2.6999 | 41.8615 | 0 | 0 | 0 | 31.6957 | 0 | 0 | 350 | 0 | 0
1 | 6 | 9 | 7.2 | 5.9 | 91 | 11 | 0 | 11 | 134.8623 | 4.7287 | 30.1377 | 29.2713 | 0 | 10.0597 | 31.8043 | 10.0597 | 47.8037 | 350 | 47.8037 | 0
1 | 6 | 10 | 7.2 | 5.6 | 90 | 58 | 7 | 57 | 147.4743 | 10.5956 | 17.5257 | 23.4044 | 4.7361 | 52.1276 | 31.9211 | 52.1276 | 247.7102 | 600 | 247.7102 | 0
1 | 6 | 11 | 7.3 | 5.3 | 87 | 111 | 34 | 102 | 161.0168 | 14.7023 | 3.9832 | 19.2977 | 25.4995 | 93.2809 | 32.0465 | 93.2809 | 443.2709 | 600 | 443.2709 | 0
1 | 6 | 12 | 6.7 | 5.1 | 90 | 71 | 0 | 71 | 175.2505 | 16.6531 | 10.2505 | 17.3469 | 0 | 64.9308 | 32.1782 | 64.9308 | 308.5513 | 600 | 308.5513 | 0
1 | 6 | 13 | 6.6 | 4.8 | 88 | 75 | 0 | 75 | 189.6787 | 16.2508 | 24.6787 | 17.7492 | 0 | 68.5889 | 32.3118 | 68.5889 | 325.9345 | 600 | 325.9345 | 0
1 | 6 | 14 | 6.8 | 5.5 | 91 | 64 | 0 | 64 | 203.7245 | 13.5374 | 38.7245 | 20.4626 | 0 | 58.5292 | 32.4419 | 58.5292 | 278.1308 | 600 | 278.1308 | 0
1 | 6 | 15 | 7.1 | 5.8 | 91 | 42 | 0 | 42 | 216.9663 | 8.7809 | 51.9663 | 25.2191 | 0 | 38.4098 | 32.5645 | 38.4098 | 182.5233 | 600 | 182.5233 | 0
1 | 6 | 16 | 7.3 | 6 | 91 | 14 | 0 | 14 | 229.2645 | 2.4716 | 64.2645 | 31.5284 | 0 | 12.8033 | 32.6784 | 12.8033 | 60.8411 | 900 | 60.8411 | 0
1 | 6 | 17 | 7.5 | 6.6 | 94 | 1 | 0 | 1 | 240.743 | -5.5041 | 75.743 | 0 | 0 | 0.91452 | 32.7847 | 0.91452 | 4.3458 | 900 | 4.3458 | 0
1 | 6 | 18 | 7.8 | 6.9 | 94 | 0 | 0 | 0 | 251.7136 | -14.2117 | 86.7136 | 0 | 0 | 0 | 32.8862 | 0 | 0 | 900 | 0 | 0
1 | 6 | 19 | 8 | 7.4 | 96 | 0 | 0 | 0 | 262.6328 | -23.4576 | 0 | 0 | 0 | 0 | 32.9873 | 0 | 0 | 900 | 0 | 0
1 | 6 | 20 | 8.2 | 7.1 | 93 | 0 | 0 | 0 | 274.1283 | -32.9301 | 0 | 0 | 0 | 0 | 33.0938 | 0 | 0 | 800 | 0 | 0
1 | 6 | 21 | 8.2 | 7.6 | 96 | 0 | 0 | 0 | 287.1161 | -42.2434 | 0 | 0 | 0 | 0 | 33.214 | 0 | 0 | 700 | 0 | 0
1 | 6 | 22 | 8.1 | 7.2 | 94 | 0 | 0 | 0 | 303.0026 | -50.834 | 0 | 0 | 0 | 0 | 33.3611 | 0 | 0 | 600 | 0 | 0
1 | 6 | 23 | 8.8 | 7.5 | 92 | 0 | 0 | 0 | 323.7254 | -57.7485 | 0 | 0 | 0 | 0 | 33.553 | 0 | 0 | 500 | 0 | 0
1 | 6 | 24 | 10 | 7.9 | 87 | 0 | 0 | 0 | 350.3204 | -61.4819 | 0 | 0 | 0 | 0 | 33.7993 | 0 | 0 | 400 | 0 | 0
1 | 7 | 1 | 10.5 | 8.7 | 89 | 0 | 0 | 0 | 19.1552 | -60.6834 | 0 | 0 | 0 | 0 | 30.7329 | 0 | 0 | 350 | 0 | 0
1 | 7 | 2 | 10.3 | 8.5 | 89 | 0 | 0 | 0 | 43.868 | -55.6847 | 0 | 0 | 0 | 0 | 30.9617 | 0 | 0 | 350 | 0 | 0
1 | 7 | 3 | 9.6 | 7.9 | 89 | 0 | 0 | 0 | 62.7362 | -48.0605 | 0 | 0 | 0 | 0 | 31.1364 | 0 | 0 | 350 | 0 | 0
1 | 7 | 4 | 10.1 | 7.6 | 84 | 0 | 0 | 0 | 77.4479 | -39.1399 | 87.5521 | 0 | 0 | 0 | 31.2727 | 0 | 0 | 350 | 0 | 0
1 | 7 | 5 | 9.9 | 7.8 | 87 | 0 | 0 | 0 | 89.8024 | -29.7158 | 75.1976 | 0 | 0 | 0 | 31.3871 | 0 | 0 | 350 | 0 | 0
1 | 7 | 6 | 9.6 | 5.7 | 77 | 0 | 0 | 0 | 101.0165 | -20.273 | 63.9835 | 0 | 0 | 0 | 31.4909 | 0 | 0 | 350 | 0 | 0
1 | 7 | 7 | 9.3 | 6.3 | 81 | 0 | 0 | 0 | 111.8904 | -11.1663 | 53.1096 | 0 | 0 | 0 | 31.5916 | 0 | 0 | 350 | 0 | 0
1 | 7 | 8 | 9.3 | 6 | 80 | 0 | 0 | 0 | 122.9866 | -2.6587 | 42.0134 | 0 | 0 | 0 | 31.6943 | 0 | 0 | 350 | 0 | 0
1 | 7 | 9 | 9.6 | 6.1 | 79 | 11 | 0 | 11 | 134.7149 | 4.7825 | 30.2851 | 29.2175 | 0 | 10.0597 | 31.8029 | 10.0597 | 47.8037 | 350 | 47.8037 | 0
1 | 7 | 10 | 9.8 | 6.1 | 78 | 59 | 7 | 58 | 147.3334 | 10.6693 | 17.6666 | 23.3307 | 4.7397 | 53.0421 | 31.9198 | 53.0421 | 252.056 | 600 | 252.056 | 0
1 | 7 | 11 | 10 | 6.8 | 80 | 111 | 34 | 103 | 160.8869 | 14.7967 | 4.1131 | 19.2033 | 25.5335 | 94.1954 | 32.0452 | 94.1954 | 447.6167 | 600 | 447.6167 | 0
1 | 7 | 12 | 10.9 | 8 | 82 | 217 | 290 | 129 | 175.1377 | 16.7675 | 10.1377 | 17.2325 | 222.2056 | 117.9729 | 32.1772 | 117.9729 | 560.6073 | 600 | 560.6073 | 0
1 | 7 | 13 | 11.2 | 7.9 | 80 | 248 | 505 | 90 | 189.5884 | 16.3823 | 24.5884 | 17.6177 | 364.4419 | 82.3067 | 32.311 | 82.3067 | 391.1214 | 600 | 391.1214 | 0
1 | 7 | 14 | 11 | 8.1 | 82 | 195 | 346 | 98 | 203.6589 | 13.6813 | 38.6589 | 20.3187 | 214.6433 | 89.6228 | 32.4413 | 89.6228 | 425.8877 | 600 | 425.8877 | 0
1 | 7 | 15 | 11.1 | 7.4 | 78 | 85 | 23 | 80 | 216.9239 | 8.9318 | 51.9239 | 25.0682 | 10.796 | 73.1615 | 32.5641 | 73.1615 | 347.6635 | 600 | 347.6635 | 0
1 | 7 | 16 | 10.3 | 7.6 | 83 | 29 | 0 | 29 | 229.2415 | 2.619 | 64.2415 | 31.381 | 0 | 26.521 | 32.6782 | 26.521 | 126.028 | 900 | 126.028 | 0
1 | 7 | 17 | 9.8 | 7.7 | 87 | 2 | 0 | 2 | 240.7351 | -5.344 | 75.7351 | 0 | 0 | 1.829 | 32.7846 | 1.829 | 8.6916 | 900 | 8.6916 | 0
1 | 7 | 18 | 10.1 | 5.8 | 75 | 0 | 0 | 0 | 251.7169 | -14.0527 | 86.7169 | 0 | 0 | 0 | 32.8863 | 0 | 0 | 900 | 0 | 0
1 | 7 | 19 | 9.6 | 7.3 | 86 | 0 | 0 | 0 | 262.6432 | -23.2989 | 0 | 0 | 0 | 0 | 32.9874 | 0 | 0 | 900 | 0 | 0
1 | 7 | 20 | 8.7 | 7.4 | 92 | 0 | 0 | 0 | 274.141 | -32.7713 | 0 | 0 | 0 | 0 | 33.0939 | 0 | 0 | 800 | 0 | 0
1 | 7 | 21 | 8.7 | 7.4 | 92 | 0 | 0 | 0 | 287.1225 | -42.0841 | 0 | 0 | 0 | 0 | 33.2141 | 0 | 0 | 700 | 0 | 0
1 | 7 | 22 | 8.7 | 7.4 | 92 | 0 | 0 | 0 | 302.985 | -50.6749 | 0 | 0 | 0 | 0 | 33.361 | 0 | 0 | 600 | 0 | 0
1 | 7 | 23 | 8.3 | 7 | 92 | 0 | 0 | 0 | 323.6478 | -57.5943 | 0 | 0 | 0 | 0 | 33.5523 | 0 | 0 | 500 | 0 | 0
1 | 7 | 24 | 8.2 | 7.1 | 93 | 0 | 0 | 0 | 350.1422 | -61.3466 | 0 | 0 | 0 | 0 | 33.7976 | 0 | 0 | 400 | 0 | 0
1 | 8 | 1 | 8.5 | 7 | 90 | 0 | 0 | 0 | 18.8989 | -60.5842 | 0 | 0 | 0 | 0 | 30.7305 | 0 | 0 | 350 | 0 | 0
1 | 8 | 2 | 8 | 7.4 | 96 | 0 | 0 | 0 | 43.6065 | -55.622 | 0 | 0 | 0 | 0 | 30.9593 | 0 | 0 | 350 | 0 | 0
1 | 8 | 3 | 8.7 | 7.4 | 92 | 0 | 0 | 0 | 62.5032 | -48.0218 | 0 | 0 | 0 | 0 | 31.1343 | 0 | 0 | 350 | 0 | 0
1 | 8 | 4 | 8.8 | 8.2 | 96 | 0 | 0 | 0 | 77.2436 | -39.1132 | 87.7564 | 0 | 0 | 0 | 31.2708 | 0 | 0 | 350 | 0 | 0
1 | 8 | 5 | 8.8 | 8.4 | 97 | 0 | 0 | 0 | 89.6191 | -29.6924 | 75.3809 | 0 | 0 | 0 | 31.3854 | 0 | 0 | 350 | 0 | 0
1 | 8 | 6 | 8.9 | 8.7 | 99 | 0 | 0 | 0 | 100.8471 | -20.2467 | 64.1529 | 0 | 0 | 0 | 31.4893 | 0 | 0 | 350 | 0 | 0
1 | 8 | 7 | 9.2 | 8.8 | 97 | 0 | 0 | 0 | 111.7298 | -11.1319 | 53.2702 | 0 | 0 | 0 | 31.5901 | 0 | 0 | 350 | 0 | 0
1 | 8 | 8 | 9.6 | 8.6 | 93 | 0 | 0 | 0 | 122.8318 | -2.6102 | 42.1682 | 0 | 0 | 0 | 31.6929 | 0 | 0 | 350 | 0 | 0
1 | 8 | 9 | 9.4 | 8.2 | 92 | 12 | 0 | 12 | 134.5654 | 4.8433 | 30.4346 | 29.1567 | 0 | 10.9742 | 31.8015 | 10.9742 | 52.1495 | 350 | 52.1495 | 0
1 | 8 | 10 | 9.7 | 6.9 | 83 | 59 | 8 | 58 | 147.1911 | 10.7503 | 17.8089 | 23.2497 | 5.4215 | 53.0421 | 31.9184 | 53.0421 | 252.056 | 600 | 252.056 | 0
1 | 8 | 11 | 9.5 | 7.2 | 86 | 112 | 34 | 104 | 160.7568 | 14.8985 | 4.2432 | 19.1015 | 25.5702 | 95.11 | 32.044 | 95.11 | 451.9625 | 600 | 451.9625 | 0
1 | 8 | 12 | 9.4 | 7.1 | 86 | 146 | 72 | 124 | 175.0261 | 16.8892 | 10.0261 | 17.1108 | 55.2784 | 113.4003 | 32.1762 | 113.4003 | 538.8784 | 600 | 538.8784 | 0
1 | 8 | 13 | 10.1 | 6.7 | 79 | 153 | 52 | 137 | 189.5006 | 16.5207 | 24.5006 | 17.4793 | 37.6262 | 125.2891 | 32.3102 | 125.2891 | 595.3737 | 600 | 595.3737 | 0
1 | 8 | 14 | 9.9 | 6.7 | 80 | 132 | 44 | 120 | 203.5969 | 13.8316 | 38.5969 | 20.1684 | 27.3928 | 109.7423 | 32.4407 | 109.7423 | 521.4952 | 600 | 521.4952 | 0
1 | 8 | 15 | 10.3 | 6.2 | 76 | 87 | 11 | 85 | 216.8859 | 9.0886 | 51.8859 | 24.9114 | 5.1895 | 77.7341 | 32.5638 | 77.7341 | 369.3924 | 600 | 369.3924 | 0
1 | 8 | 16 | 10.9 | 5 | 67 | 31 | 0 | 31 | 229.2237 | 2.772 | 64.2237 | 31.228 | 0 | 28.3501 | 32.678 | 28.3501 | 134.7196 | 900 | 134.7196 | 0
1 | 8 | 17 | 10.6 | 5.1 | 69 | 2 | 0 | 2 | 240.733 | -5.1789 | 75.733 | 0 | 0 | 1.829 | 32.7846 | 1.829 | 8.6916 | 900 | 8.6916 | 0
1 | 8 | 18 | 10.3 | 5.5 | 72 | 0 | 0 | 0 | 251.7263 | -13.8892 | 86.7263 | 0 | 0 | 0 | 32.8864 | 0 | 0 | 900 | 0 | 0
1 | 8 | 19 | 10.1 | 6.2 | 77 | 0 | 0 | 0 | 262.6603 | -23.1359 | 0 | 0 | 0 | 0 | 32.9876 | 0 | 0 | 900 | 0 | 0
1 | 8 | 20 | 9.6 | 7.1 | 84 | 0 | 0 | 0 | 274.161 | -32.6083 | 0 | 0 | 0 | 0 | 33.0941 | 0 | 0 | 800 | 0 | 0
1 | 8 | 21 | 9.4 | 8.2 | 92 | 0 | 0 | 0 | 287.1371 | -41.9204 | 0 | 0 | 0 | 0 | 33.2142 | 0 | 0 | 700 | 0 | 0
1 | 8 | 22 | 9 | 8 | 93 | 0 | 0 | 0 | 302.9762 | -50.5107 | 0 | 0 | 0 | 0 | 33.3609 | 0 | 0 | 600 | 0 | 0
1 | 8 | 23 | 9.1 | 7.4 | 89 | 0 | 0 | 0 | 323.5793 | -57.434 | 0 | 0 | 0 | 0 | 33.5517 | 0 | 0 | 500 | 0 | 0
1 | 8 | 24 | 9.2 | 8 | 92 | 0 | 0 | 0 | 349.9708 | -61.2041 | 0 | 0 | 0 | 0 | 33.796 | 0 | 0 | 400 | 0 | 0
1 | 9 | 1 | 9.1 | 8.7 | 97 | 0 | 0 | 0 | 18.6444 | -60.477 | 0 | 0 | 0 | 0 | 30.7282 | 0 | 0 | 350 | 0 | 0
1 | 9 | 2 | 9.4 | 9.2 | 99 | 0 | 0 | 0 | 43.3425 | -55.5515 | 0 | 0 | 0 | 0 | 30.9569 | 0 | 0 | 350 | 0 | 0
1 | 9 | 3 | 9.5 | 9.3 | 99 | 0 | 0 | 0 | 62.266 | -47.9759 | 0 | 0 | 0 | 0 | 31.1321 | 0 | 0 | 350 | 0 | 0
1 | 9 | 4 | 9.5 | 9.5 | 100 | 0 | 0 | 0 | 77.0349 | -39.0797 | 87.9651 | 0 | 0 | 0 | 31.2688 | 0 | 0 | 350 | 0 | 0
1 | 9 | 5 | 9.5 | 9.3 | 99 | 0 | 0 | 0 | 89.4317 | -29.6623 | 75.5683 | 0 | 0 | 0 | 31.3836 | 0 | 0 | 350 | 0 | 0
1 | 9 | 6 | 9.3 | 8.9 | 97 | 0 | 0 | 0 | 100.674 | -20.2136 | 64.326 | 0 | 0 | 0 | 31.4877 | 0 | 0 | 350 | 0 | 0
1 | 9 | 7 | 9.3 | 8.7 | 96 | 0 | 0 | 0 | 111.5659 | -11.0908 | 53.4341 | 0 | 0 | 0 | 31.5886 | 0 | 0 | 350 | 0 | 0
1 | 9 | 8 | 9.5 | 8.7 | 95 | 0 | 0 | 0 | 122.6743 | -2.5543 | 42.3257 | 0 | 0 | 0 | 31.6914 | 0 | 0 | 350 | 0 | 0
1 | 9 | 9 | 9.2 | 8.8 | 97 | 17 | 0 | 17 | 134.4137 | 4.9111 | 30.5863 | 29.0889 | 0 | 15.5468 | 31.8001 | 15.5468 | 73.8785 | 350 | 73.8785 | 0
1 | 9 | 10 | 10 | 9 | 93 | 98 | 157 | 72 | 147.0477 | 10.8385 | 17.9523 | 23.1615 | 106.5043 | 65.8454 | 31.9171 | 65.8454 | 312.8971 | 600 | 312.8971 | 0
1 | 9 | 11 | 10.6 | 9.2 | 91 | 186 | 419 | 79 | 160.6266 | 15.0075 | 4.3734 | 18.9925 | 315.6006 | 72.247 | 32.0428 | 72.247 | 343.3177 | 600 | 343.3177 | 0
1 | 9 | 12 | 10.8 | 9.6 | 92 | 242 | 496 | 90 | 174.9157 | 17.0181 | 9.9157 | 16.9819 | 381.6011 | 82.3067 | 32.1751 | 82.3067 | 391.1214 | 600 | 391.1214 | 0
1 | 9 | 13 | 11 | 9.6 | 91 | 254 | 439 | 115 | 189.4154 | 16.6661 | 24.4154 | 17.3339 | 318.5202 | 105.1697 | 32.3094 | 105.1697 | 499.7662 | 600 | 499.7662 | 0
1 | 9 | 14 | 11.2 | 8.8 | 85 | 220 | 400 | 105 | 203.5386 | 13.9884 | 38.5386 | 20.0116 | 249.9291 | 96.0245 | 32.4402 | 96.0245 | 456.3083 | 600 | 456.3083 | 0
1 | 9 | 15 | 10.7 | 8.7 | 87 | 88 | 25 | 83 | 216.8525 | 9.2513 | 51.8525 | 24.7487 | 11.8549 | 75.9051 | 32.5634 | 75.9051 | 360.7008 | 600 | 360.7008 | 0
1 | 9 | 16 | 10.3 | 9.1 | 92 | 32 | 0 | 32 | 229.2111 | 2.9305 | 64.2111 | 31.0695 | 0 | 29.2646 | 32.6779 | 29.2646 | 139.0654 | 900 | 139.0654 | 0
1 | 9 | 17 | 9.9 | 8.9 | 93 | 3 | 0 | 3 | 240.7366 | -5.0089 | 75.7366 | 0 | 0 | 2.7436 | 32.7846 | 2.7436 | 13.0374 | 900 | 13.0374 | 0
1 | 9 | 18 | 9.9 | 7.6 | 86 | 0 | 0 | 0 | 251.7419 | -13.7214 | 86.7419 | 0 | 0 | 0 | 32.8865 | 0 | 0 | 900 | 0 | 0
1 | 9 | 19 | 9.7 | 7.6 | 87 | 0 | 0 | 0 | 262.6841 | -22.9688 | 0 | 0 | 0 | 0 | 32.9878 | 0 | 0 | 900 | 0 | 0
1 | 9 | 20 | 8.9 | 7.9 | 93 | 0 | 0 | 0 | 274.1882 | -32.4412 | 0 | 0 | 0 | 0 | 33.0943 | 0 | 0 | 800 | 0 | 0
1 | 9 | 21 | 8.8 | 8 | 95 | 0 | 0 | 0 | 287.1596 | -41.7524 | 0 | 0 | 0 | 0 | 33.2144 | 0 | 0 | 700 | 0 | 0
1 | 9 | 22 | 8.9 | 7.6 | 92 | 0 | 0 | 0 | 302.9762 | -50.3417 | 0 | 0 | 0 | 0 | 33.3609 | 0 | 0 | 600 | 0 | 0
1 | 9 | 23 | 8.8 | 7.8 | 93 | 0 | 0 | 0 | 323.5197 | -57.2679 | 0 | 0 | 0 | 0 | 33.5511 | 0 | 0 | 500 | 0 | 0
1 | 9 | 24 | 8.8 | 8 | 95 | 0 | 0 | 0 | 349.8065 | -61.0544 | 0 | 0 | 0 | 0 | 33.7945 | 0 | 0 | 400 | 0 | 0
1 | 10 | 1 | 8.8 | 8 | 95 | 0 | 0 | 0 | 18.392 | -60.3619 | 0 | 0 | 0 | 0 | 30.7259 | 0 | 0 | 350 | 0 | 0
1 | 10 | 2 | 8.6 | 8.2 | 97 | 0 | 0 | 0 | 43.0763 | -55.4732 | 0 | 0 | 0 | 0 | 30.9544 | 0 | 0 | 350 | 0 | 0
1 | 10 | 3 | 8.5 | 8.1 | 97 | 0 | 0 | 0 | 62.0249 | -47.9227 | 0 | 0 | 0 | 0 | 31.1299 | 0 | 0 | 350 | 0 | 0
1 | 10 | 4 | 8.2 | 7.9 | 98 | 0 | 0 | 0 | 76.822 | -39.0391 | 88.178 | 0 | 0 | 0 | 31.2669 | 0 | 0 | 350 | 0 | 0
1 | 10 | 5 | 8.3 | 7.9 | 97 | 0 | 0 | 0 | 89.2402 | -29.6255 | 75.7598 | 0 | 0 | 0 | 31.3819 | 0 | 0 | 350 | 0 | 0
1 | 10 | 6 | 7.9 | 7.7 | 99 | 0 | 0 | 0 | 100.4971 | -20.1739 | 64.5029 | 0 | 0 | 0 | 31.4861 | 0 | 0 | 350 | 0 | 0
1 | 10 | 7 | 7.8 | 7.6 | 99 | 0 | 0 | 0 | 111.3988 | -11.0428 | 53.6012 | 0 | 0 | 0 | 31.587 | 0 | 0 | 350 | 0 | 0
1 | 10 | 8 | 7.9 | 7.9 | 100 | 0 | 0 | 0 | 122.5141 | -2.4911 | 42.4859 | 0 | 0 | 0 | 31.6899 | 0 | 0 | 350 | 0 | 0
1 | 10 | 9 | 7.9 | 7.9 | 100 | 6 | 0 | 6 | 134.2602 | 4.9858 | 30.7398 | 29.0142 | 0 | 5.4871 | 31.7987 | 5.4871 | 26.0748 | 350 | 26.0748 | 0
1 | 10 | 10 | 7.7 | 7.7 | 100 | 30 | 0 | 30 | 146.9032 | 10.9339 | 18.0968 | 23.0661 | 0 | 27.4356 | 31.9158 | 27.4356 | 130.3738 | 600 | 130.3738 | 0
1 | 10 | 11 | 7.3 | 7.3 | 100 | 57 | 0 | 57 | 160.4965 | 15.1239 | 4.5035 | 18.8761 | 0 | 52.1276 | 32.0416 | 52.1276 | 247.7102 | 600 | 247.7102 | 0
1 | 10 | 12 | 7.4 | 7.4 | 100 | 74 | 0 | 74 | 174.8066 | 17.1542 | 9.8066 | 16.8458 | 0 | 67.6744 | 32.1741 | 67.6744 | 321.5887 | 600 | 321.5887 | 0
1 | 10 | 13 | 7.6 | 7.6 | 100 | 157 | 77 | 132 | 189.3327 | 16.8183 | 24.3327 | 17.1817 | 56.025 | 120.7165 | 32.3086 | 120.7165 | 573.6447 | 600 | 573.6447 | 0
1 | 10 | 14 | 7.4 | 7.4 | 100 | 67 | 0 | 67 | 203.4841 | 14.1516 | 38.4841 | 19.8484 | 0 | 61.2728 | 32.4397 | 61.2728 | 291.1681 | 600 | 291.1681 | 0
1 | 10 | 15 | 7.4 | 7.4 | 100 | 45 | 0 | 45 | 216.8238 | 9.4198 | 51.8238 | 24.5802 | 0 | 41.1533 | 32.5632 | 41.1533 | 195.5607 | 600 | 195.5607 | 0
1 | 10 | 16 | 7.1 | 7.1 | 100 | 16 | 0 | 16 | 229.2038 | 3.0944 | 64.2038 | 30.9056 | 0 | 14.6323 | 32.6778 | 14.6323 | 69.5327 | 900 | 69.5327 | 0
1 | 10 | 17 | 6.8 | 6.8 | 100 | 1 | 0 | 1 | 240.7459 | -4.834 | 75.7459 | 0 | 0 | 0.91452 | 32.7847 | 0.91452 | 4.3458 | 900 | 4.3458 | 0
1 | 10 | 18 | 6.6 | 6.6 | 100 | 0 | 0 | 0 | 251.7637 | -13.5494 | 86.7637 | 0 | 0 | 0 | 32.8867 | 0 | 0 | 900 | 0 | 0
1 | 10 | 19 | 6.5 | 6.5 | 100 | 0 | 0 | 0 | 262.7145 | -22.7978 | 0 | 0 | 0 | 0 | 32.9881 | 0 | 0 | 900 | 0 | 0
1 | 10 | 20 | 6.5 | 6.5 | 100 | 0 | 0 | 0 | 274.2227 | -32.2701 | 0 | 0 | 0 | 0 | 33.0947 | 0 | 0 | 800 | 0 | 0
1 | 10 | 21 | 6.3 | 6.3 | 100 | 0 | 0 | 0 | 287.1902 | -41.5802 | 0 | 0 | 0 | 0 | 33.2147 | 0 | 0 | 700 | 0 | 0
1 | 10 | 22 | 6.3 | 6.3 | 100 | 0 | 0 | 0 | 302.9849 | -50.1679 | 0 | 0 | 0 | 0 | 33.361 | 0 | 0 | 600 | 0 | 0
1 | 10 | 23 | 6.1 | 6.1 | 100 | 0 | 0 | 0 | 323.4692 | -57.0959 | 0 | 0 | 0 | 0 | 33.5506 | 0 | 0 | 500 | 0 | 0
1 | 10 | 24 | 6.5 | 6.5 | 100 | 0 | 0 | 0 | 349.6493 | -60.8977 | 0 | 0 | 0 | 0 | 33.793 | 0 | 0 | 400 | 0 | 0
1 | 11 | 1 | 6.5 | 6.5 | 100 | 0 | 0 | 0 | 18.142 | -60.239 | 0 | 0 | 0 | 0 | 30.7235 | 0 | 0 | 350 | 0 | 0
1 | 11 | 2 | 6.3 | 6.3 | 100 | 0 | 0 | 0 | 42.8083 | -55.3872 | 0 | 0 | 0 | 0 | 30.9519 | 0 | 0 | 350 | 0 | 0
1 | 11 | 3 | 6.6 | 6.6 | 100 | 0 | 0 | 0 | 61.7802 | -47.8621 | 0 | 0 | 0 | 0 | 31.1276 | 0 | 0 | 350 | 0 | 0
1 | 11 | 4 | 6.8 | 6.8 | 100 | 0 | 0 | 0 | 76.6051 | -38.9917 | 88.3949 | 0 | 0 | 0 | 31.2649 | 0 | 0 | 350 | 0 | 0
1 | 11 | 5 | 7.3 | 6.9 | 97 | 0 | 0 | 0 | 89.0449 | -29.5819 | 75.9551 | 0 | 0 | 0 | 31.38 | 0 | 0 | 350 | 0 | 0
1 | 11 | 6 | 7.6 | 6.7 | 94 | 0 | 0 | 0 | 100.3168 | -20.1274 | 64.6832 | 0 | 0 | 0 | 31.4844 | 0 | 0 | 350 | 0 | 0
1 | 11 | 7 | 7.4 | 6.7 | 95 | 0 | 0 | 0 | 111.2286 | -10.988 | 53.7714 | 0 | 0 | 0 | 31.5854 | 0 | 0 | 350 | 0 | 0
1 | 11 | 8 | 8.1 | 6.4 | 89 | 0 | 0 | 0 | 122.3514 | -2.4204 | 42.6486 | 0 | 0 | 0 | 31.6884 | 0 | 0 | 350 | 0 | 0
1 | 11 | 9 | 8.2 | 6 | 86 | 6 | 0 | 6 | 134.1047 | 5.0675 | 30.8953 | 28.9325 | 0 | 5.4871 | 31.7973 | 5.4871 | 26.0748 | 350 | 26.0748 | 0
1 | 11 | 10 | 8 | 6.9 | 93 | 31 | 0 | 31 | 146.7578 | 11.0366 | 18.2422 | 22.9634 | 0 | 28.3501 | 31.9144 | 28.3501 | 134.7196 | 600 | 134.7196 | 0
1 | 11 | 11 | 8.2 | 7.4 | 95 | 57 | 0 | 57 | 160.3664 | 15.2476 | 4.6336 | 18.7524 | 0 | 52.1276 | 32.0404 | 52.1276 | 247.7102 | 600 | 247.7102 | 0
1 | 11 | 12 | 8.4 | 7.8 | 96 | 75 | 0 | 75 | 174.6989 | 17.2975 | 9.6989 | 16.7025 | 0 | 68.5889 | 32.1731 | 68.5889 | 325.9345 | 600 | 325.9345 | 0
1 | 11 | 13 | 8.9 | 8.5 | 97 | 78 | 0 | 78 | 189.2527 | 16.9773 | 24.2527 | 17.0227 | 0 | 71.3325 | 32.3079 | 71.3325 | 338.9719 | 600 | 338.9719 | 0
1 | 11 | 14 | 9.4 | 8.6 | 95 | 137 | 66 | 118 | 203.4333 | 14.321 | 38.4333 | 19.679 | 41.5462 | 107.9132 | 32.4392 | 107.9132 | 512.8036 | 600 | 512.8036 | 0
1 | 11 | 15 | 10.2 | 9 | 92 | 92 | 12 | 89 | 216.7998 | 9.594 | 51.7998 | 24.406 | 5.7498 | 81.3922 | 32.563 | 81.3922 | 386.7756 | 600 | 386.7756 | 0
1 | 11 | 16 | 10.3 | 8.3 | 87 | 35 | 0 | 35 | 229.2018 | 3.2637 | 64.2018 | 30.7363 | 0 | 32.0082 | 32.6778 | 32.0082 | 152.1028 | 900 | 152.1028 | 0
1 | 11 | 17 | 10.2 | 8.2 | 87 | 4 | 0 | 4 | 240.7611 | -4.6543 | 75.7611 | 0 | 0 | 3.6581 | 32.7848 | 3.6581 | 17.3832 | 900 | 17.3832 | 0
1 | 11 | 18 | 9.4 | 7.5 | 88 | 0 | 0 | 0 | 251.7917 | -13.3732 | 86.7917 | 0 | 0 | 0 | 32.887 | 0 | 0 | 900 | 0 | 0
1 | 11 | 19 | 9.2 | 7.7 | 90 | 0 | 0 | 0 | 262.7516 | -22.6228 | 0 | 0 | 0 | 0 | 32.9884 | 0 | 0 | 900 | 0 | 0
1 | 11 | 20 | 9 | 6.4 | 84 | 0 | 0 | 0 | 274.2645 | -32.0952 | 0 | 0 | 0 | 0 | 33.095 | 0 | 0 | 800 | 0 | 0
1 | 11 | 21 | 8.8 | 6.7 | 87 | 0 | 0 | 0 | 287.2287 | -41.4039 | 0 | 0 | 0 | 0 | 33.2151 | 0 | 0 | 700 | 0 | 0
1 | 11 | 22 | 9.1 | 7.2 | 88 | 0 | 0 | 0 | 303.0025 | -49.9894 | 0 | 0 | 0 | 0 | 33.3611 | 0 | 0 | 600 | 0 | 0
1 | 11 | 23 | 9 | 7.1 | 88 | 0 | 0 | 0 | 323.4276 | -56.9183 | 0 | 0 | 0 | 0 | 33.5503 | 0 | 0 | 500 | 0 | 0
1 | 11 | 24 | 9.1 | 7.2 | 88 | 0 | 0 | 0 | 349.4994 | -60.734 | 0 | 0 | 0 | 0 | 33.7917 | 0 | 0 | 400 | 0 | 0
1 | 12 | 1 | 8.9 | 8.1 | 95 | 0 | 0 | 0 | 17.8947 | -60.1083 | 0 | 0 | 0 | 0 | 30.7212 | 0 | 0 | 350 | 0 | 0
1 | 12 | 2 | 8.9 | 8.3 | 96 | 0 | 0 | 0 | 42.5389 | -55.2934 | 0 | 0 | 0 | 0 | 30.9494 | 0 | 0 | 350 | 0 | 0
1 | 12 | 3 | 9.2 | 8.2 | 93 | 0 | 0 | 0 | 61.5321 | -47.7942 | 0 | 0 | 0 | 0 | 31.1253 | 0 | 0 | 350 | 0 | 0
1 | 12 | 4 | 9.2 | 7.7 | 90 | 0 | 0 | 0 | 76.3843 | -38.9372 | 88.6157 | 0 | 0 | 0 | 31.2628 | 0 | 0 | 350 | 0 | 0
1 | 12 | 5 | 9.4 | 7.9 | 90 | 0 | 0 | 0 | 88.8459 | -29.5315 | 76.1541 | 0 | 0 | 0 | 31.3782 | 0 | 0 | 350 | 0 | 0
1 | 12 | 6 | 8.9 | 7.6 | 92 | 0 | 0 | 0 | 100.1332 | -20.0741 | 64.8668 | 0 | 0 | 0 | 31.4827 | 0 | 0 | 350 | 0 | 0
1 | 12 | 7 | 9.1 | 7.6 | 90 | 0 | 0 | 0 | 111.0555 | -10.9264 | 53.9445 | 0 | 0 | 0 | 31.5838 | 0 | 0 | 350 | 0 | 0
1 | 12 | 8 | 9 | 7.7 | 92 | 0 | 0 | 0 | 122.1863 | -2.3423 | 42.8137 | 0 | 0 | 0 | 31.6869 | 0 | 0 | 350 | 0 | 0
1 | 12 | 9 | 9.3 | 7.6 | 89 | 21 | 0 | 21 | 133.9475 | 5.1562 | 31.0525 | 28.8438 | 0 | 19.2049 | 31.7958 | 19.2049 | 91.2617 | 350 | 91.2617 | 0
1 | 12 | 10 | 9.8 | 7.9 | 88 | 98 | 140 | 73 | 146.6114 | 11.1464 | 18.3886 | 22.8536 | 95.3255 | 66.7599 | 31.9131 | 66.7599 | 317.2429 | 600 | 317.2429 | 0
1 | 12 | 11 | 9.6 | 7.9 | 89 | 117 | 54 | 103 | 160.2366 | 15.3785 | 4.7634 | 18.6215 | 40.8869 | 94.1954 | 32.0392 | 94.1954 | 447.6167 | 600 | 447.6167 | 0
1 | 12 | 12 | 10.3 | 8.3 | 87 | 216 | 252 | 137 | 174.5926 | 17.4478 | 9.5926 | 16.5522 | 195.1945 | 125.2891 | 32.1722 | 125.2891 | 595.3737 | 600 | 595.3737 | 0
1 | 12 | 13 | 11 | 8.6 | 85 | 254 | 468 | 103 | 189.1755 | 17.1431 | 24.1755 | 16.8569 | 342.5059 | 94.1954 | 32.3072 | 94.1954 | 447.6167 | 600 | 447.6167 | 0
1 | 12 | 14 | 11 | 8.4 | 84 | 227 | 403 | 109 | 203.3865 | 14.4967 | 38.3865 | 19.5033 | 254.6518 | 99.6825 | 32.4388 | 99.6825 | 473.6915 | 600 | 473.6915 | 0
1 | 12 | 15 | 10.9 | 8.3 | 84 | 155 | 358 | 74 | 216.7805 | 9.7737 | 51.7805 | 24.2263 | 172.4389 | 67.6744 | 32.5628 | 67.6744 | 321.5887 | 600 | 321.5887 | 0
1 | 12 | 16 | 10.2 | 8.1 | 87 | 36 | 0 | 36 | 229.2052 | 3.4381 | 64.2052 | 30.5619 | 0 | 32.9227 | 32.6778 | 32.9227 | 156.4486 | 900 | 156.4486 | 0
1 | 12 | 17 | 10 | 8.2 | 89 | 5 | 0 | 5 | 240.782 | -4.4699 | 75.782 | 0 | 0 | 4.5726 | 32.785 | 4.5726 | 21.729 | 900 | 21.729 | 0
1 | 12 | 18 | 10 | 8.2 | 89 | 0 | 0 | 0 | 251.826 | -13.1929 | 86.826 | 0 | 0 | 0 | 32.8873 | 0 | 0 | 900 | 0 | 0
1 | 12 | 19 | 9.9 | 8 | 88 | 0 | 0 | 0 | 262.7954 | -22.4439 | 0 | 0 | 0 | 0 | 32.9888 | 0 | 0 | 900 | 0 | 0
1 | 12 | 20 | 9.7 | 8.3 | 91 | 0 | 0 | 0 | 274.3135 | -31.9165 | 0 | 0 | 0 | 0 | 33.0955 | 0 | 0 | 800 | 0 | 0
1 | 12 | 21 | 9.6 | 8.6 | 93 | 0 | 0 | 0 | 287.2751 | -41.2236 | 0 | 0 | 0 | 0 | 33.2155 | 0 | 0 | 700 | 0 | 0
1 | 12 | 22 | 9.6 | 8.6 | 93 | 0 | 0 | 0 | 303.0286 | -49.8063 | 0 | 0 | 0 | 0 | 33.3614 | 0 | 0 | 600 | 0 | 0
1 | 12 | 23 | 9.9 | 8.7 | 92 | 0 | 0 | 0 | 323.3951 | -56.7351 | 0 | 0 | 0 | 0 | 33.55 | 0 | 0 | 500 | 0 | 0
1 | 12 | 24 | 9.9 | 8.7 | 92 | 0 | 0 | 0 | 349.357 | -60.5635 | 0 | 0 | 0 | 0 | 33.7903 | 0 | 0 | 400 | 0 | 0
1 | 13 | 1 | 9.9 | 8.7 | 92 | 0 | 0 | 0 | 17.6506 | -59.9698 | 0 | 0 | 0 | 0 | 30.719 | 0 | 0 | 350 | 0 | 0
1 | 13 | 2 | 9.9 | 8.7 | 92 | 0 | 0 | 0 | 42.2683 | -55.1919 | 0 | 0 | 0 | 0 | 30.9469 | 0 | 0 | 350 | 0 | 0
1 | 13 | 3 | 9.7 | 8.7 | 93 | 0 | 0 | 0 | 61.2809 | -47.7188 | 0 | 0 | 0 | 0 | 31.123 | 0 | 0 | 350 | 0 | 0
1 | 13 | 4 | 9.6 | 8.4 | 92 | 0 | 0 | 0 | 76.1599 | -38.8756 | 88.8401 | 0 | 0 | 0 | 31.2607 | 0 | 0 | 350 | 0 | 0
1 | 13 | 5 | 8.8 | 8.2 | 96 | 0 | 0 | 0 | 88.6434 | -29.4742 | 76.3566 | 0 | 0 | 0 | 31.3763 | 0 | 0 | 350 | 0 | 0
1 | 13 | 6 | 8.8 | 8.2 | 96 | 0 | 0 | 0 | 99.9463 | -20.0141 | 65.0537 | 0 | 0 | 0 | 31.481 | 0 | 0 | 350 | 0 | 0
1 | 13 | 7 | 8.8 | 8.2 | 96 | 0 | 0 | 0 | 110.8796 | -10.858 | 54.1204 | 0 | 0 | 0 | 31.5822 | 0 | 0 | 350 | 0 | 0
1 | 13 | 8 | 9 | 8 | 93 | 0 | 0 | 0 | 122.0188 | -2.2566 | 42.9812 | 0 | 0 | 0 | 31.6854 | 0 | 0 | 350 | 0 | 0
1 | 13 | 9 | 9 | 8.4 | 96 | 13 | 0 | 13 | 133.7887 | 5.2524 | 31.2113 | 28.7476 | 0 | 11.8887 | 31.7943 | 11.8887 | 56.4953 | 350 | 56.4953 | 0
1 | 13 | 10 | 9.1 | 8.1 | 93 | 64 | 16 | 61 | 146.4642 | 11.2633 | 18.5358 | 22.7367 | 10.9104 | 55.7856 | 31.9117 | 55.7856 | 265.0934 | 600 | 265.0934 | 0
1 | 13 | 11 | 9.7 | 7.8 | 88 | 189 | 306 | 108 | 160.107 | 15.5165 | 4.893 | 18.4835 | 232.1405 | 98.768 | 32.038 | 98.768 | 469.3457 | 600 | 469.3457 | 0
1 | 13 | 12 | 10.3 | 8.3 | 87 | 230 | 384 | 109 | 174.4879 | 17.6051 | 9.4879 | 16.3949 | 298.1598 | 99.6825 | 32.1712 | 99.6825 | 473.6915 | 600 | 473.6915 | 0
1 | 13 | 13 | 10 | 7.7 | 86 | 162 | 80 | 136 | 189.1011 | 17.3155 | 24.1011 | 16.6845 | 58.7249 | 124.3746 | 32.3065 | 124.3746 | 591.0279 | 600 | 591.0279 | 0
1 | 13 | 14 | 10.2 | 7.3 | 82 | 141 | 48 | 127 | 203.3436 | 14.6784 | 38.3436 | 19.3216 | 30.4482 | 116.1439 | 32.4384 | 116.1439 | 551.9157 | 600 | 551.9157 | 0
1 | 13 | 15 | 10.6 | 6.6 | 76 | 96 | 14 | 93 | 216.7661 | 9.959 | 51.7661 | 24.041 | 6.7792 | 85.0502 | 32.5626 | 85.0502 | 404.1588 | 600 | 404.1588 | 0
1 | 13 | 16 | 10.5 | 6.5 | 76 | 38 | 0 | 38 | 229.214 | 3.6177 | 64.214 | 30.3823 | 0 | 34.7517 | 32.6779 | 34.7517 | 165.1401 | 900 | 165.1401 | 0
1 | 13 | 17 | 10.3 | 6.7 | 78 | 3 | 0 | 3 | 240.8088 | -4.2809 | 75.8088 | 0 | 0 | 2.7436 | 32.7853 | 2.7436 | 13.0374 | 900 | 13.0374 | 0
1 | 13 | 18 | 10.1 | 6.9 | 80 | 0 | 0 | 0 | 251.8664 | -13.0087 | 86.8664 | 0 | 0 | 0 | 32.8877 | 0 | 0 | 900 | 0 | 0
1 | 13 | 19 | 10 | 7.1 | 82 | 0 | 0 | 0 | 262.8458 | -22.2614 | 0 | 0 | 0 | 0 | 32.9893 | 0 | 0 | 900 | 0 | 0
1 | 13 | 20 | 9.6 | 7.3 | 86 | 0 | 0 | 0 | 274.3696 | -31.7341 | 0 | 0 | 0 | 0 | 33.096 | 0 | 0 | 800 | 0 | 0
1 | 13 | 21 | 9.1 | 7.6 | 90 | 0 | 0 | 0 | 287.3294 | -41.0394 | 0 | 0 | 0 | 0 | 33.216 | 0 | 0 | 700 | 0 | 0
1 | 13 | 22 | 8.9 | 7.9 | 93 | 0 | 0 | 0 | 303.0634 | -49.6188 | 0 | 0 | 0 | 0 | 33.3617 | 0 | 0 | 600 | 0 | 0
1 | 13 | 23 | 8.5 | 7.9 | 96 | 0 | 0 | 0 | 323.3716 | -56.5464 | 0 | 0 | 0 | 0 | 33.5497 | 0 | 0 | 500 | 0 | 0
1 | 13 | 24 | 8.3 | 7.5 | 95 | 0 | 0 | 0 | 349.2222 | -60.3862 | 0 | 0 | 0 | 0 | 33.7891 | 0 | 0 | 400 | 0 | 0
1 | 14 | 1 | 8 | 7.4 | 96 | 0 | 0 | 0 | 17.4098 | -59.8237 | 0 | 0 | 0 | 0 | 30.7168 | 0 | 0 | 350 | 0 | 0
1 | 14 | 2 | 7.7 | 6.8 | 94 | 0 | 0 | 0 | 41.9969 | -55.0826 | 0 | 0 | 0 | 0 | 30.9444 | 0 | 0 | 350 | 0 | 0
1 | 14 | 3 | 7.9 | 6.6 | 91 | 0 | 0 | 0 | 61.0269 | -47.6361 | 0 | 0 | 0 | 0 | 31.1206 | 0 | 0 | 350 | 0 | 0
1 | 14 | 4 | 8.1 | 6.6 | 90 | 0 | 0 | 0 | 75.9322 | -38.8071 | 89.0678 | 0 | 0 | 0 | 31.2586 | 0 | 0 | 350 | 0 | 0
1 | 14 | 5 | 8.1 | 6.6 | 90 | 0 | 0 | 0 | 88.4375 | -29.4101 | 76.5625 | 0 | 0 | 0 | 31.3744 | 0 | 0 | 350 | 0 | 0
1 | 14 | 6 | 8 | 6.3 | 89 | 0 | 0 | 0 | 99.7563 | -19.9473 | 65.2437 | 0 | 0 | 0 | 31.4792 | 0 | 0 | 350 | 0 | 0
1 | 14 | 7 | 7.8 | 6.5 | 91 | 0 | 0 | 0 | 110.7009 | -10.7828 | 54.2991 | 0 | 0 | 0 | 31.5806 | 0 | 0 | 350 | 0 | 0
1 | 14 | 8 | 7.9 | 7 | 94 | 0 | 0 | 0 | 121.8492 | -2.1633 | 43.1508 | 0 | 0 | 0 | 31.6838 | 0 | 0 | 350 | 0 | 0
1 | 14 | 9 | 8.1 | 7.2 | 94 | 13 | 0 | 13 | 133.6283 | 5.355 | 31.3717 | 28.645 | 0 | 11.8887 | 31.7929 | 11.8887 | 56.4953 | 350 | 56.4953 | 0
1 | 14 | 10 | 8.6 | 7.3 | 92 | 65 | 19 | 62 | 146.3163 | 11.3874 | 18.6837 | 22.6126 | 12.9767 | 56.7002 | 31.9103 | 56.7002 | 269.4392 | 600 | 269.4392 | 0
1 | 14 | 11 | 9.1 | 7.4 | 89 | 120 | 38 | 110 | 159.9778 | 15.6616 | 5.0222 | 18.3384 | 28.8864 | 100.5971 | 32.0368 | 100.5971 | 478.0373 | 600 | 478.0373 | 0
1 | 14 | 12 | 9.1 | 7.4 | 89 | 156 | 54 | 139 | 174.3848 | 17.7694 | 9.3848 | 16.2306 | 42.0336 | 127.1181 | 32.1702 | 127.1181 | 604.0653 | 600 | 600 | 4.0653
1 | 14 | 13 | 9.4 | 7.9 | 90 | 164 | 56 | 145 | 189.0296 | 17.4945 | 24.0296 | 16.5055 | 41.2343 | 132.6052 | 32.3058 | 132.6052 | 630.14 | 600 | 600 | 30.14
1 | 14 | 14 | 9.3 | 8.3 | 93 | 71 | 0 | 71 | 203.3047 | 14.8662 | 38.3047 | 19.1338 | 0 | 64.9308 | 32.438 | 64.9308 | 308.5513 | 600 | 308.5513 | 0
1 | 14 | 15 | 9.3 | 8.3 | 93 | 49 | 0 | 49 | 216.7565 | 10.1496 | 51.7565 | 23.8504 | 0 | 44.8114 | 32.5626 | 44.8114 | 212.9439 | 600 | 212.9439 | 0
1 | 14 | 16 | 9.6 | 7.9 | 89 | 20 | 0 | 20 | 229.2282 | 3.8022 | 64.2282 | 30.1978 | 0 | 18.2904 | 32.678 | 18.2904 | 86.9159 | 900 | 86.9159 | 0
1 | 14 | 17 | 9.7 | 7.8 | 88 | 4 | 0 | 4 | 240.8415 | -4.0873 | 75.8415 | 0 | 0 | 3.6581 | 32.7856 | 3.6581 | 17.3832 | 900 | 17.3832 | 0
1 | 14 | 18 | 9.3 | 7.8 | 90 | 0 | 0 | 0 | 251.9131 | -12.8206 | 86.9131 | 0 | 0 | 0 | 32.8881 | 0 | 0 | 900 | 0 | 0
1 | 14 | 19 | 9.8 | 8.2 | 90 | 0 | 0 | 0 | 262.9028 | -22.0753 | 0 | 0 | 0 | 0 | 32.9898 | 0 | 0 | 900 | 0 | 0
1 | 14 | 20 | 9.8 | 8.2 | 90 | 0 | 0 | 0 | 274.4329 | -31.5481 | 0 | 0 | 0 | 0 | 33.0966 | 0 | 0 | 800 | 0 | 0
1 | 14 | 21 | 9.9 | 8.3 | 90 | 0 | 0 | 0 | 287.3915 | -40.8513 | 0 | 0 | 0 | 0 | 33.2166 | 0 | 0 | 700 | 0 | 0
1 | 14 | 22 | 9.9 | 8.3 | 90 | 0 | 0 | 0 | 303.1068 | -49.4268 | 0 | 0 | 0 | 0 | 33.3621 | 0 | 0 | 600 | 0 | 0
1 | 14 | 23 | 10.2 | 8.1 | 87 | 0 | 0 | 0 | 323.3569 | -56.3524 | 0 | 0 | 0 | 0 | 33.5496 | 0 | 0 | 500 | 0 | 0
1 | 14 | 24 | 10.5 | 8.3 | 86 | 0 | 0 | 0 | 349.095 | -60.2022 | 0 | 0 | 0 | 0 | 33.7879 | 0 | 0 | 400 | 0 | 0
1 | 15 | 1 | 9.8 | 8.4 | 91 | 0 | 0 | 0 | 17.1728 | -59.67 | 0 | 0 | 0 | 0 | 30.7146 | 0 | 0 | 350 | 0 | 0
1 | 15 | 2 | 9.8 | 8.4 | 91 | 0 | 0 | 0 | 41.7251 | -54.9656 | 0 | 0 | 0 | 0 | 30.9419 | 0 | 0 | 350 | 0 | 0
1 | 15 | 3 | 9.5 | 8.3 | 92 | 0 | 0 | 0 | 60.7704 | -47.5461 | 0 | 0 | 0 | 0 | 31.1182 | 0 | 0 | 350 | 0 | 0
1 | 15 | 4 | 9.6 | 8.4 | 92 | 0 | 0 | 0 | 75.7013 | -38.7314 | 89.2987 | 0 | 0 | 0 | 31.2565 | 0 | 0 | 350 | 0 | 0
1 | 15 | 5 | 9.7 | 8.5 | 92 | 0 | 0 | 0 | 88.2285 | -29.3392 | 76.7715 | 0 | 0 | 0 | 31.3725 | 0 | 0 | 350 | 0 | 0
1 | 15 | 6 | 9.7 | 8.3 | 91 | 0 | 0 | 0 | 99.5634 | -19.8738 | 65.4366 | 0 | 0 | 0 | 31.4774 | 0 | 0 | 350 | 0 | 0
1 | 15 | 7 | 9.8 | 8.4 | 91 | 0 | 0 | 0 | 110.5198 | -10.7007 | 54.4802 | 0 | 0 | 0 | 31.5789 | 0 | 0 | 350 | 0 | 0
1 | 15 | 8 | 9.5 | 8.7 | 95 | 0 | 0 | 0 | 121.6775 | -2.0622 | 43.3225 | 0 | 0 | 0 | 31.6822 | 0 | 0 | 350 | 0 | 0
1 | 15 | 9 | 9.3 | 8.7 | 96 | 14 | 0 | 14 | 133.4664 | 5.4645 | 31.5336 | 28.5355 | 0 | 12.8033 | 31.7914 | 12.8033 | 60.8411 | 350 | 60.8411 | 0
1 | 15 | 10 | 9.7 | 8.7 | 93 | 66 | 20 | 63 | 146.1678 | 11.5185 | 18.8322 | 22.4815 | 13.6829 | 57.6147 | 31.909 | 57.6147 | 273.785 | 600 | 273.785 | 0
1 | 15 | 11 | 10.5 | 8.9 | 90 | 122 | 39 | 111 | 159.8491 | 15.8138 | 5.1509 | 18.1862 | 29.7094 | 101.5116 | 32.0356 | 101.5116 | 482.3831 | 600 | 482.3831 | 0
1 | 15 | 12 | 10.5 | 8.7 | 89 | 157 | 54 | 140 | 174.2834 | 17.9406 | 9.2834 | 16.0594 | 42.1418 | 128.0326 | 32.1693 | 128.0326 | 608.4111 | 600 | 600 | 8.4111
1 | 15 | 13 | 10.5 | 8.7 | 89 | 166 | 57 | 147 | 188.9611 | 17.68 | 23.9611 | 16.32 | 42.1028 | 134.4343 | 32.3052 | 134.4343 | 638.8316 | 600 | 600 | 38.8316
1 | 15 | 14 | 11.2 | 9.2 | 87 | 145 | 49 | 130 | 203.2699 | 15.0599 | 38.2699 | 18.9401 | 31.3283 | 118.8874 | 32.4377 | 118.8874 | 564.9531 | 600 | 564.9531 | 0
1 | 15 | 15 | 10.7 | 8.5 | 86 | 100 | 15 | 97 | 216.7518 | 10.3455 | 51.7518 | 23.6545 | 7.3415 | 88.7083 | 32.5625 | 88.7083 | 421.5419 | 600 | 421.5419 | 0
1 | 15 | 16 | 9.9 | 8 | 88 | 54 | 26 | 51 | 229.2479 | 3.9917 | 64.2479 | 30.0083 | 7.8021 | 46.6405 | 32.6782 | 46.6405 | 221.6355 | 900 | 221.6355 | 0
1 | 15 | 17 | 9.2 | 7.5 | 89 | 7 | 0 | 7 | 240.88 | -3.8891 | 75.88 | 0 | 0 | 6.4016 | 32.7859 | 6.4016 | 30.4206 | 900 | 30.4206 | 0
1 | 15 | 18 | 9 | 7.3 | 89 | 0 | 0 | 0 | 251.966 | -12.6288 | 86.966 | 0 | 0 | 0 | 32.8886 | 0 | 0 | 900 | 0 | 0
1 | 15 | 19 | 8.1 | 7.5 | 96 | 0 | 0 | 0 | 262.9664 | -21.8857 | 0 | 0 | 0 | 0 | 32.9904 | 0 | 0 | 900 | 0 | 0
1 | 15 | 20 | 8.8 | 7.8 | 93 | 0 | 0 | 0 | 274.5033 | -31.3587 | 0 | 0 | 0 | 0 | 33.0973 | 0 | 0 | 800 | 0 | 0
1 | 15 | 21 | 8.3 | 7.5 | 95 | 0 | 0 | 0 | 287.4614 | -40.6596 | 0 | 0 | 0 | 0 | 33.2172 | 0 | 0 | 700 | 0 | 0
1 | 15 | 22 | 8.6 | 7.5 | 93 | 0 | 0 | 0 | 303.1586 | -49.2306 | 0 | 0 | 0 | 0 | 33.3626 | 0 | 0 | 600 | 0 | 0
1 | 15 | 23 | 8.3 | 7.5 | 95 | 0 | 0 | 0 | 323.3511 | -56.1531 | 0 | 0 | 0 | 0 | 33.5495 | 0 | 0 | 500 | 0 | 0
1 | 15 | 24 | 7.7 | 7.3 | 97 | 0 | 0 | 0 | 348.9756 | -60.0118 | 0 | 0 | 0 | 0 | 33.7868 | 0 | 0 | 400 | 0 | 0
1 | 16 | 1 | 7.8 | 7.4 | 97 | 0 | 0 | 0 | 16.9398 | -59.5088 | 0 | 0 | 0 | 0 | 30.7124 | 0 | 0 | 350 | 0 | 0
1 | 16 | 2 | 8 | 7.8 | 99 | 0 | 0 | 0 | 41.4532 | -54.8409 | 0 | 0 | 0 | 0 | 30.9394 | 0 | 0 | 350 | 0 | 0
1 | 16 | 3 | 7.9 | 7.7 | 99 | 0 | 0 | 0 | 60.5116 | -47.4486 | 0 | 0 | 0 | 0 | 31.1158 | 0 | 0 | 350 | 0 | 0
1 | 16 | 4 | 6.9 | 6.7 | 99 | 0 | 0 | 0 | 75.4674 | -38.6487 | 89.5326 | 0 | 0 | 0 | 31.2543 | 0 | 0 | 350 | 0 | 0
1 | 16 | 5 | 6 | 6 | 100 | 0 | 0 | 0 | 88.0164 | -29.2614 | 76.9836 | 0 | 0 | 0 | 31.3705 | 0 | 0 | 350 | 0 | 0
1 | 16 | 6 | 6.9 | 6.9 | 100 | 0 | 0 | 0 | 99.3677 | -19.7934 | 65.6323 | 0 | 0 | 0 | 31.4756 | 0 | 0 | 350 | 0 | 0
1 | 16 | 7 | 5.8 | 5.8 | 100 | 0 | 0 | 0 | 110.3362 | -10.6118 | 54.6638 | 0 | 0 | 0 | 31.5772 | 0 | 0 | 350 | 0 | 0
1 | 16 | 8 | 5.7 | 5.7 | 100 | 0 | 0 | 0 | 121.5038 | -1.9531 | 43.4962 | 0 | 0 | 0 | 31.6806 | 0 | 0 | 350 | 0 | 0
1 | 16 | 9 | 7 | 7 | 100 | 24 | 0 | 24 | 133.3032 | 5.5809 | 31.6968 | 28.4191 | 0 | 21.9485 | 31.7898 | 21.9485 | 104.299 | 350 | 104.299 | 0
1 | 16 | 10 | 8.4 | 8.4 | 100 | 111 | 193 | 76 | 146.0187 | 11.6566 | 18.9813 | 22.3434 | 132.2793 | 69.5034 | 31.9076 | 69.5034 | 330.2803 | 600 | 330.2803 | 0
1 | 16 | 11 | 9.4 | 8.2 | 92 | 203 | 453 | 81 | 159.7208 | 15.973 | 5.2792 | 18.027 | 345.8481 | 74.076 | 32.0345 | 74.076 | 352.0093 | 600 | 352.0093 | 0
1 | 16 | 12 | 10.1 | 8.5 | 90 | 260 | 516 | 94 | 174.1838 | 18.1186 | 9.1838 | 15.8814 | 403.7548 | 85.9648 | 32.1684 | 85.9648 | 408.5046 | 600 | 408.5046 | 0
1 | 16 | 13 | 10.4 | 8.1 | 86 | 275 | 458 | 121 | 188.8957 | 17.8718 | 23.8957 | 16.1282 | 339.384 | 110.6568 | 32.3046 | 110.6568 | 525.841 | 600 | 525.841 | 0
1 | 16 | 14 | 10.6 | 8.1 | 85 | 242 | 422 | 112 | 203.2393 | 15.2594 | 38.2393 | 18.7406 | 270.8895 | 102.4261 | 32.4374 | 102.4261 | 486.7288 | 600 | 486.7288 | 0
1 | 16 | 15 | 9.9 | 7.8 | 87 | 163 | 354 | 79 | 216.7521 | 10.5467 | 51.7521 | 23.4533 | 174.1938 | 72.247 | 32.5625 | 72.247 | 343.3177 | 600 | 343.3177 | 0
1 | 16 | 16 | 9.4 | 7.9 | 90 | 68 | 108 | 53 | 229.2731 | 4.186 | 64.2731 | 29.814 | 32.6812 | 48.4695 | 32.6785 | 48.4695 | 230.327 | 900 | 230.327 | 0
1 | 16 | 17 | 7.1 | 6.4 | 95 | 7 | 0 | 7 | 240.9244 | -3.6865 | 75.9244 | 0 | 0 | 6.4016 | 32.7863 | 6.4016 | 30.4206 | 900 | 30.4206 | 0
1 | 16 | 18 | 7.5 | 6.6 | 94 | 0 | 0 | 0 | 252.025 | -12.4333 | 87.025 | 0 | 0 | 0 | 32.8891 | 0 | 0 | 900 | 0 | 0
1 | 16 | 19 | 8.4 | 7.6 | 95 | 0 | 0 | 0 | 263.0366 | -21.6927 | 0 | 0 | 0 | 0 | 32.9911 | 0 | 0 | 900 | 0 | 0
1 | 16 | 20 | 7.1 | 6.7 | 97 | 0 | 0 | 0 | 274.5808 | -31.1659 | 0 | 0 | 0 | 0 | 33.098 | 0 | 0 | 800 | 0 | 0
1 | 16 | 21 | 6.6 | 5.9 | 95 | 0 | 0 | 0 | 287.5389 | -40.4642 | 0 | 0 | 0 | 0 | 33.218 | 0 | 0 | 700 | 0 | 0
1 | 16 | 22 | 6.4 | 6 | 97 | 0 | 0 | 0 | 303.2187 | -49.0301 | 0 | 0 | 0 | 0 | 33.3631 | 0 | 0 | 600 | 0 | 0
1 | 16 | 23 | 8.1 | 7.7 | 97 | 0 | 0 | 0 | 323.3541 | -55.9486 | 0 | 0 | 0 | 0 | 33.5496 | 0 | 0 | 500 | 0 | 0
1 | 16 | 24 | 7.5 | 7.5 | 100 | 0 | 0 | 0 | 348.8641 | -59.8149 | 0 | 0 | 0 | 0 | 33.7858 | 0 | 0 | 400 | 0 | 0
1 | 17 | 1 | 7.2 | 7.2 | 100 | 0 | 0 | 0 | 16.711 | -59.3402 | 0 | 0 | 0 | 0 | 30.7103 | 0 | 0 | 350 | 0 | 0
1 | 17 | 2 | 6.7 | 6.7 | 100 | 0 | 0 | 0 | 41.1815 | -54.7086 | 0 | 0 | 0 | 0 | 30.9369 | 0 | 0 | 350 | 0 | 0
1 | 17 | 3 | 6.4 | 6.4 | 100 | 0 | 0 | 0 | 60.2509 | -47.3437 | 0 | 0 | 0 | 0 | 31.1134 | 0 | 0 | 350 | 0 | 0
1 | 17 | 4 | 6.9 | 6.9 | 100 | 0 | 0 | 0 | 75.2309 | -38.559 | 89.7691 | 0 | 0 | 0 | 31.2521 | 0 | 0 | 350 | 0 | 0
1 | 17 | 5 | 6.4 | 6.4 | 100 | 0 | 0 | 0 | 87.8016 | -29.1767 | 77.1984 | 0 | 0 | 0 | 31.3685 | 0 | 0 | 350 | 0 | 0
1 | 17 | 6 | 6.4 | 6.4 | 100 | 0 | 0 | 0 | 99.1694 | -19.7063 | 65.8306 | 0 | 0 | 0 | 31.4738 | 0 | 0 | 350 | 0 | 0
1 | 17 | 7 | 6.4 | 6.4 | 100 | 0 | 0 | 0 | 110.1502 | -10.5162 | 54.8498 | 0 | 0 | 0 | 31.5755 | 0 | 0 | 350 | 0 | 0
1 | 17 | 8 | 6.3 | 6.3 | 100 | 0 | 0 | 0 | 121.3282 | -1.836 | 43.6718 | 0 | 0 | 0 | 31.679 | 0 | 0 | 350 | 0 | 0
1 | 17 | 9 | 6.2 | 6.2 | 100 | 7 | 0 | 7 | 133.1387 | 5.7042 | 31.8613 | 28.2958 | 0 | 6.4016 | 31.7883 | 6.4016 | 30.4206 | 350 | 30.4206 | 0
1 | 17 | 10 | 6.2 | 6.2 | 100 | 34 | 0 | 34 | 145.8692 | 11.8018 | 19.1308 | 22.1982 | 0 | 31.0936 | 31.9062 | 31.0936 | 147.757 | 600 | 147.757 | 0
1 | 17 | 11 | 6.3 | 6.3 | 100 | 62 | 0 | 62 | 159.5932 | 16.1392 | 5.4068 | 17.8608 | 0 | 56.7002 | 32.0333 | 56.7002 | 269.4392 | 600 | 269.4392 | 0
1 | 17 | 12 | 6.8 | 6.8 | 100 | 199 | 176 | 141 | 174.0861 | 18.3033 | 9.0861 | 15.6967 | 138.0891 | 128.9471 | 32.1675 | 128.9471 | 612.7569 | 600 | 600 | 12.7569
1 | 17 | 13 | 7.4 | 7 | 97 | 263 | 444 | 112 | 188.8334 | 18.0701 | 23.8334 | 15.9299 | 330.0827 | 102.4261 | 32.304 | 102.4261 | 486.7288 | 600 | 486.7288 | 0
1 | 17 | 14 | 7.8 | 6.7 | 93 | 246 | 502 | 90 | 203.2129 | 15.4647 | 38.2129 | 18.5353 | 323.5488 | 82.3067 | 32.4372 | 82.3067 | 391.1214 | 600 | 391.1214 | 0
1 | 17 | 15 | 7.1 | 6.9 | 99 | 105 | 47 | 94 | 216.7573 | 10.7529 | 51.7573 | 23.2471 | 23.2526 | 85.9648 | 32.5626 | 85.9648 | 408.5046 | 600 | 408.5046 | 0
1 | 17 | 16 | 6.3 | 6.3 | 100 | 22 | 0 | 22 | 229.3038 | 4.385 | 64.3038 | 29.615 | 0 | 20.1194 | 32.6787 | 20.1194 | 95.6075 | 900 | 95.6075 | 0
1 | 17 | 17 | 6.1 | 6.1 | 100 | 3 | 0 | 3 | 240.9747 | -3.4793 | 75.9747 | 0 | 0 | 2.7436 | 32.7868 | 2.7436 | 13.0374 | 900 | 13.0374 | 0
1 | 17 | 18 | 6.1 | 6.1 | 100 | 0 | 0 | 0 | 252.0903 | -12.2344 | 87.0903 | 0 | 0 | 0 | 32.8897 | 0 | 0 | 900 | 0 | 0
1 | 17 | 19 | 5.9 | 5.9 | 100 | 0 | 0 | 0 | 263.1134 | -21.4964 | 0 | 0 | 0 | 0 | 32.9918 | 0 | 0 | 900 | 0 | 0
1 | 17 | 20 | 6.3 | 6.3 | 100 | 0 | 0 | 0 | 274.6653 | -30.9698 | 0 | 0 | 0 | 0 | 33.0988 | 0 | 0 | 800 | 0 | 0
1 | 17 | 21 | 6.1 | 6.1 | 100 | 0 | 0 | 0 | 287.624 | -40.2653 | 0 | 0 | 0 | 0 | 33.2187 | 0 | 0 | 700 | 0 | 0
1 | 17 | 22 | 6 | 6 | 100 | 0 | 0 | 0 | 303.2871 | -48.8256 | 0 | 0 | 0 | 0 | 33.3638 | 0 | 0 | 600 | 0 | 0
1 | 17 | 23 | 5.9 | 5.9 | 100 | 0 | 0 | 0 | 323.3658 | -55.7391 | 0 | 0 | 0 | 0 | 33.5497 | 0 | 0 | 500 | 0 | 0
1 | 17 | 24 | 5.7 | 5.7 | 100 | 0 | 0 | 0 | 348.7603 | -59.6117 | 0 | 0 | 0 | 0 | 33.7848 | 0 | 0 | 400 | 0 | 0
1 | 18 | 1 | 5.7 | 5.7 | 100 | 0 | 0 | 0 | 16.4868 | -59.1642 | 0 | 0 | 0 | 0 | 30.7082 | 0 | 0 | 350 | 0 | 0
1 | 18 | 2 | 5.7 | 5.7 | 100 | 0 | 0 | 0 | 40.9103 | -54.5687 | 0 | 0 | 0 | 0 | 30.9344 | 0 | 0 | 350 | 0 | 0
1 | 18 | 3 | 5.7 | 5.7 | 100 | 0 | 0 | 0 | 59.9884 | -47.2314 | 0 | 0 | 0 | 0 | 31.111 | 0 | 0 | 350 | 0 | 0
1 | 18 | 4 | 5.6 | 5.6 | 100 | 0 | 0 | 0 | 74.9917 | -38.4621 | 0 | 0 | 0 | 0 | 31.2499 | 0 | 0 | 350 | 0 | 0
1 | 18 | 5 | 5.6 | 5.6 | 100 | 0 | 0 | 0 | 87.584 | -29.0851 | 77.416 | 0 | 0 | 0 | 31.3665 | 0 | 0 | 350 | 0 | 0
1 | 18 | 6 | 5.6 | 5.6 | 100 | 0 | 0 | 0 | 98.9686 | -19.6124 | 66.0314 | 0 | 0 | 0 | 31.4719 | 0 | 0 | 350 | 0 | 0
1 | 18 | 7 | 5.4 | 5.4 | 100 | 0 | 0 | 0 | 109.9621 | -10.4137 | 55.0379 | 0 | 0 | 0 | 31.5737 | 0 | 0 | 350 | 0 | 0
1 | 18 | 8 | 5.2 | 5 | 99 | 0 | 0 | 0 | 121.1509 | -1.7104 | 43.8491 | 0 | 0 | 0 | 31.6773 | 0 | 0 | 350 | 0 | 0
1 | 18 | 9 | 5.8 | 4.9 | 94 | 15 | 0 | 15 | 132.973 | 5.8343 | 32.027 | 28.1657 | 0 | 13.7178 | 31.7868 | 13.7178 | 65.1869 | 350 | 65.1869 | 0
1 | 18 | 10 | 6.2 | 5.3 | 94 | 71 | 28 | 65 | 145.7193 | 11.9538 | 19.2807 | 22.0462 | 19.2667 | 59.4437 | 31.9048 | 59.4437 | 282.4766 | 600 | 282.4766 | 0
1 | 18 | 11 | 6.5 | 5.4 | 93 | 128 | 63 | 110 | 159.4663 | 16.3122 | 5.5337 | 17.6878 | 48.3232 | 100.5971 | 32.0321 | 100.5971 | 478.0373 | 600 | 478.0373 | 0
1 | 18 | 12 | 6.6 | 5.9 | 95 | 81 | 0 | 81 | 173.9902 | 18.4947 | 8.9902 | 15.5053 | 0 | 74.076 | 32.1666 | 74.076 | 352.0093 | 600 | 352.0093 | 0
1 | 18 | 13 | 6.9 | 6 | 94 | 173 | 87 | 143 | 188.7742 | 18.2745 | 23.7742 | 15.7255 | 64.8926 | 130.7762 | 32.3035 | 130.7762 | 621.4484 | 600 | 600 | 21.4484
1 | 18 | 14 | 7.4 | 5.8 | 90 | 76 | 0 | 76 | 203.1907 | 15.6757 | 38.1907 | 18.3243 | 0 | 69.5034 | 32.437 | 69.5034 | 330.2803 | 600 | 330.2803 | 0
1 | 18 | 15 | 7.2 | 5.6 | 90 | 107 | 49 | 95 | 216.7676 | 10.9641 | 51.7676 | 23.0359 | 24.3736 | 86.8793 | 32.5627 | 86.8793 | 412.8504 | 600 | 412.8504 | 0
1 | 18 | 16 | 7.3 | 5.7 | 90 | 23 | 0 | 23 | 229.34 | 4.5886 | 64.34 | 29.4114 | 0 | 21.0339 | 32.6791 | 21.0339 | 99.9532 | 900 | 99.9532 | 0
1 | 18 | 17 | 7.4 | 5.6 | 88 | 3 | 0 | 3 | 241.0308 | -3.2677 | 76.0308 | 0 | 0 | 2.7436 | 32.7873 | 2.7436 | 13.0374 | 900 | 13.0374 | 0
1 | 18 | 18 | 7.5 | 6.2 | 91 | 0 | 0 | 0 | 252.1617 | -12.032 | 87.1617 | 0 | 0 | 0 | 32.8904 | 0 | 0 | 900 | 0 | 0
1 | 18 | 19 | 7.6 | 5.8 | 88 | 0 | 0 | 0 | 263.1966 | -21.2969 | 0 | 0 | 0 | 0 | 32.9926 | 0 | 0 | 900 | 0 | 0
1 | 18 | 20 | 7.4 | 6.5 | 94 | 0 | 0 | 0 | 274.7567 | -30.7705 | 0 | 0 | 0 | 0 | 33.0996 | 0 | 0 | 800 | 0 | 0
1 | 18 | 21 | 7.7 | 6.6 | 93 | 0 | 0 | 0 | 287.7166 | -40.063 | 0 | 0 | 0 | 0 | 33.2196 | 0 | 0 | 700 | 0 | 0
1 | 18 | 22 | 7.8 | 6.9 | 94 | 0 | 0 | 0 | 303.3637 | -48.6171 | 0 | 0 | 0 | 0 | 33.3645 | 0 | 0 | 600 | 0 | 0
1 | 18 | 23 | 7.9 | 7.3 | 96 | 0 | 0 | 0 | 323.3861 | -55.5247 | 0 | 0 | 0 | 0 | 33.5499 | 0 | 0 | 500 | 0 | 0
1 | 18 | 24 | 8.3 | 7.5 | 95 | 0 | 0 | 0 | 348.6645 | -59.4023 | 0 | 0 | 0 | 0 | 33.7839 | 0 | 0 | 400 | 0 | 0
1 | 19 | 1 | 8.3 | 7.9 | 97 | 0 | 0 | 0 | 16.2672 | -58.9809 | 0 | 0 | 0 | 0 | 30.7062 | 0 | 0 | 350 | 0 | 0
1 | 19 | 2 | 8.4 | 8 | 97 | 0 | 0 | 0 | 40.64 | -54.4212 | 0 | 0 | 0 | 0 | 30.9319 | 0 | 0 | 350 | 0 | 0
1 | 19 | 3 | 8.5 | 8.3 | 99 | 0 | 0 | 0 | 59.7245 | -47.1118 | 0 | 0 | 0 | 0 | 31.1086 | 0 | 0 | 350 | 0 | 0
1 | 19 | 4 | 8.4 | 8.2 | 99 | 0 | 0 | 0 | 74.7503 | -38.3582 | 0 | 0 | 0 | 0 | 31.2477 | 0 | 0 | 350 | 0 | 0
1 | 19 | 5 | 8.6 | 8.4 | 99 | 0 | 0 | 0 | 87.364 | -28.9867 | 77.636 | 0 | 0 | 0 | 31.3645 | 0 | 0 | 350 | 0 | 0
1 | 19 | 6 | 8.4 | 8.2 | 99 | 0 | 0 | 0 | 98.7654 | -19.5117 | 66.2346 | 0 | 0 | 0 | 31.4701 | 0 | 0 | 350 | 0 | 0
1 | 19 | 7 | 8.2 | 8 | 99 | 0 | 0 | 0 | 109.7719 | -10.3044 | 55.2281 | 0 | 0 | 0 | 31.572 | 0 | 0 | 350 | 0 | 0
1 | 19 | 8 | 8.1 | 8.1 | 100 | 0 | 0 | 0 | 120.972 | -1.5759 | 44.028 | 0 | 0 | 0 | 31.6757 | 0 | 0 | 350 | 0 | 0
1 | 19 | 9 | 8 | 7.8 | 99 | 8 | 0 | 8 | 132.8063 | 5.9712 | 32.1937 | 28.0288 | 0 | 7.3162 | 31.7852 | 7.3162 | 34.7663 | 350 | 34.7663 | 0
1 | 19 | 10 | 8 | 7.4 | 96 | 72 | 29 | 66 | 145.5692 | 12.1127 | 19.4308 | 21.8873 | 19.9974 | 60.3582 | 31.9034 | 60.3582 | 286.8224 | 600 | 286.8224 | 0
1 | 19 | 11 | 7.8 | 7.2 | 96 | 129 | 63 | 111 | 159.3401 | 16.4921 | 5.6599 | 17.5079 | 48.4421 | 101.5116 | 32.0309 | 101.5116 | 482.3831 | 600 | 482.3831 | 0
1 | 19 | 12 | 7.9 | 7.5 | 97 | 166 | 57 | 147 | 173.8964 | 18.6927 | 8.8964 | 15.3073 | 44.9743 | 134.4343 | 32.1657 | 134.4343 | 638.8316 | 600 | 600 | 38.8316
1 | 19 | 13 | 8.4 | 6.9 | 90 | 206 | 162 | 150 | 188.7183 | 18.4851 | 23.7183 | 15.5149 | 121.2407 | 137.1778 | 32.3029 | 137.1778 | 651.869 | 600 | 600 | 51.869
1 | 19 | 14 | 8.5 | 6.7 | 89 | 204 | 165 | 152 | 203.1729 | 15.8922 | 38.1729 | 18.1078 | 107.2204 | 139.0069 | 32.4368 | 139.0069 | 660.5606 | 600 | 600 | 60.5606
1 | 19 | 15 | 8.6 | 6.5 | 87 | 155 | 252 | 93 | 216.783 | 11.1803 | 51.783 | 22.8197 | 126.0308 | 85.0502 | 32.5628 | 85.0502 | 404.1588 | 600 | 404.1588 | 0
1 | 19 | 16 | 8.7 | 6.3 | 85 | 72 | 68 | 63 | 229.3818 | 4.7967 | 64.3818 | 29.2033 | 21.0975 | 57.6147 | 32.6795 | 57.6147 | 273.785 | 900 | 273.785 | 0
1 | 19 | 17 | 8.3 | 5.7 | 84 | 10 | 0 | 10 | 241.0928 | -3.0515 | 76.0928 | 0 | 0 | 9.1452 | 32.7879 | 9.1452 | 43.4579 | 900 | 43.4579 | 0
1 | 19 | 18 | 8.2 | 5.3 | 82 | 0 | 0 | 0 | 252.2393 | -11.8263 | 87.2393 | 0 | 0 | 0 | 32.8911 | 0 | 0 | 900 | 0 | 0
1 | 19 | 19 | 7.7 | 5.2 | 84 | 0 | 0 | 0 | 263.2863 | -21.0943 | 0 | 0 | 0 | 0 | 32.9934 | 0 | 0 | 900 | 0 | 0
1 | 19 | 20 | 7.4 | 4.9 | 84 | 0 | 0 | 0 | 274.8549 | -30.5681 | 0 | 0 | 0 | 0 | 33.1005 | 0 | 0 | 800 | 0 | 0
1 | 19 | 21 | 7.4 | 4.4 | 81 | 0 | 0 | 0 | 287.8167 | -39.8573 | 0 | 0 | 0 | 0 | 33.2205 | 0 | 0 | 700 | 0 | 0
1 | 19 | 22 | 7.5 | 4.8 | 83 | 0 | 0 | 0 | 303.4484 | -48.4046 | 0 | 0 | 0 | 0 | 33.3653 | 0 | 0 | 600 | 0 | 0
1 | 19 | 23 | 7.5 | 4.8 | 83 | 0 | 0 | 0 | 323.4149 | -55.3053 | 0 | 0 | 0 | 0 | 33.5501 | 0 | 0 | 500 | 0 | 0
1 | 19 | 24 | 7 | 4.5 | 84 | 0 | 0 | 0 | 348.5765 | -59.1868 | 0 | 0 | 0 | 0 | 33.7831 | 0 | 0 | 400 | 0 | 0
1 | 20 | 1 | 6.6 | 3.8 | 82 | 0 | 0 | 0 | 16.0526 | -58.7905 | 0 | 0 | 0 | 0 | 30.7042 | 0 | 0 | 350 | 0 | 0
1 | 20 | 2 | 6.4 | 3.8 | 83 | 0 | 0 | 0 | 40.3708 | -54.2662 | 0 | 0 | 0 | 0 | 30.9294 | 0 | 0 | 350 | 0 | 0
1 | 20 | 3 | 6.7 | 4.1 | 83 | 0 | 0 | 0 | 59.4594 | -46.9849 | 0 | 0 | 0 | 0 | 31.1061 | 0 | 0 | 350 | 0 | 0
1 | 20 | 4 | 6.4 | 4.1 | 85 | 0 | 0 | 0 | 74.5068 | -38.2472 | 0 | 0 | 0 | 0 | 31.2454 | 0 | 0 | 350 | 0 | 0
1 | 20 | 5 | 6.2 | 4.3 | 88 | 0 | 0 | 0 | 87.1417 | -28.8814 | 77.8583 | 0 | 0 | 0 | 31.3624 | 0 | 0 | 350 | 0 | 0
1 | 20 | 6 | 6.3 | 4.7 | 89 | 0 | 0 | 0 | 98.5601 | -19.4042 | 66.4399 | 0 | 0 | 0 | 31.4681 | 0 | 0 | 350 | 0 | 0
1 | 20 | 7 | 6.2 | 4.3 | 88 | 0 | 0 | 0 | 109.5798 | -10.1885 | 55.4202 | 0 | 0 | 0 | 31.5702 | 0 | 0 | 350 | 0 | 0
1 | 20 | 8 | 5.7 | 4.3 | 91 | 0 | 0 | 0 | 120.7914 | -1.4321 | 44.2086 | 0 | 0 | 0 | 31.674 | 0 | 0 | 350 | 0 | 0
1 | 20 | 9 | 5.8 | 4.2 | 89 | 16 | 0 | 16 | 132.6386 | 6.1149 | 32.3614 | 27.8851 | 0 | 14.6323 | 31.7837 | 14.6323 | 69.5327 | 350 | 69.5327 | 0
1 | 20 | 10 | 5.8 | 4.4 | 91 | 74 | 33 | 67 | 145.4188 | 12.2784 | 19.5812 | 21.7216 | 22.8065 | 61.2728 | 31.902 | 61.2728 | 291.1681 | 600 | 291.1681 | 0
1 | 20 | 11 | 6 | 4.4 | 89 | 132 | 66 | 113 | 159.2147 | 16.6787 | 5.7853 | 17.3213 | 50.8778 | 103.3406 | 32.0298 | 103.3406 | 491.0746 | 600 | 491.0746 | 0
1 | 20 | 12 | 6.2 | 4.3 | 88 | 169 | 59 | 149 | 173.8046 | 18.8971 | 8.8046 | 15.1029 | 46.6878 | 136.2633 | 32.1649 | 136.2633 | 647.5232 | 600 | 600 | 47.5232
1 | 20 | 13 | 6.3 | 4.7 | 89 | 88 | 0 | 88 | 188.6658 | 18.7018 | 23.6658 | 15.2982 | 0 | 80.4777 | 32.3025 | 80.4777 | 382.4298 | 600 | 382.4298 | 0
1 | 20 | 14 | 7.1 | 4.8 | 85 | 158 | 80 | 133 | 203.1594 | 16.1141 | 38.1594 | 17.8859 | 52.2013 | 121.631 | 32.4367 | 121.631 | 577.9905 | 600 | 577.9905 | 0
1 | 20 | 15 | 7.4 | 5.1 | 85 | 112 | 52 | 99 | 216.8035 | 11.4012 | 51.8035 | 22.5988 | 26.1478 | 90.5374 | 32.563 | 90.5374 | 430.2335 | 600 | 430.2335 | 0
1 | 20 | 16 | 7.8 | 5.3 | 84 | 50 | 0 | 50 | 229.4292 | 5.0093 | 64.4292 | 28.9907 | 0 | 45.7259 | 32.6799 | 45.7259 | 217.2897 | 900 | 217.2897 | 0
1 | 20 | 17 | 7.5 | 5.3 | 86 | 7 | 0 | 7 | 241.1608 | -2.8307 | 76.1608 | 0 | 0 | 6.4016 | 32.7885 | 6.4016 | 30.4206 | 900 | 30.4206 | 0
1 | 20 | 18 | 7.4 | 5.1 | 85 | 0 | 0 | 0 | 252.323 | -11.6173 | 87.323 | 0 | 0 | 0 | 32.8919 | 0 | 0 | 900 | 0 | 0
1 | 20 | 19 | 7.4 | 4.9 | 84 | 0 | 0 | 0 | 263.3825 | -20.8887 | 0 | 0 | 0 | 0 | 32.9943 | 0 | 0 | 900 | 0 | 0
1 | 20 | 20 | 7.1 | 4.6 | 84 | 0 | 0 | 0 | 274.96 | -30.3627 | 0 | 0 | 0 | 0 | 33.1015 | 0 | 0 | 800 | 0 | 0
1 | 20 | 21 | 6.4 | 4.6 | 88 | 0 | 0 | 0 | 287.9241 | -39.6483 | 0 | 0 | 0 | 0 | 33.2215 | 0 | 0 | 700 | 0 | 0
1 | 20 | 22 | 6.3 | 4.2 | 86 | 0 | 0 | 0 | 303.541 | -48.1884 | 0 | 0 | 0 | 0 | 33.3661 | 0 | 0 | 600 | 0 | 0
1 | 20 | 23 | 6.4 | 4.1 | 85 | 0 | 0 | 0 | 323.4521 | -55.0813 | 0 | 0 | 0 | 0 | 33.5505 | 0 | 0 | 500 | 0 | 0
1 | 20 | 24 | 6.1 | 3.7 | 85 | 0 | 0 | 0 | 348.4964 | -58.9653 | 0 | 0 | 0 | 0 | 33.7824 | 0 | 0 | 400 | 0 | 0
1 | 21 | 1 | 5.3 | 2.9 | 84 | 0 | 0 | 0 | 15.8432 | -58.593 | 0 | 0 | 0 | 0 | 30.7023 | 0 | 0 | 350 | 0 | 0
1 | 21 | 2 | 4.3 | 2.3 | 87 | 0 | 0 | 0 | 40.1031 | -54.1037 | 0 | 0 | 0 | 0 | 30.9269 | 0 | 0 | 350 | 0 | 0
1 | 21 | 3 | 3.5 | 2.2 | 91 | 0 | 0 | 0 | 59.1934 | -46.8506 | 0 | 0 | 0 | 0 | 31.1036 | 0 | 0 | 350 | 0 | 0
1 | 21 | 4 | 3.9 | 2.4 | 90 | 0 | 0 | 0 | 74.2614 | -38.1291 | 0 | 0 | 0 | 0 | 31.2432 | 0 | 0 | 350 | 0 | 0
1 | 21 | 5 | 3.5 | 2.2 | 91 | 0 | 0 | 0 | 86.9173 | -28.7693 | 78.0827 | 0 | 0 | 0 | 31.3603 | 0 | 0 | 350 | 0 | 0
1 | 21 | 6 | 3.1 | 2.1 | 93 | 0 | 0 | 0 | 98.3526 | -19.2901 | 66.6474 | 0 | 0 | 0 | 31.4662 | 0 | 0 | 350 | 0 | 0
1 | 21 | 7 | 3.2 | 2.2 | 93 | 0 | 0 | 0 | 109.3858 | -10.0657 | 55.6142 | 0 | 0 | 0 | 31.5684 | 0 | 0 | 350 | 0 | 0
1 | 21 | 8 | 3.8 | 2 | 88 | 0 | 0 | 0 | 120.6095 | -1.278 | 44.3905 | 0 | 0 | 0 | 31.6723 | 0 | 0 | 350 | 0 | 0
1 | 21 | 9 | 4 | 2 | 87 | 17 | 0 | 17 | 132.47 | 6.2653 | 32.53 | 27.7347 | 0 | 15.5468 | 31.7821 | 15.5468 | 73.8785 | 350 | 73.8785 | 0
1 | 21 | 10 | 3.9 | 2.1 | 88 | 75 | 36 | 68 | 145.2683 | 12.4508 | 19.7317 | 21.5492 | 24.938 | 62.1873 | 31.9006 | 62.1873 | 295.5139 | 600 | 295.5139 | 0
1 | 21 | 11 | 4.9 | 2.7 | 86 | 134 | 67 | 115 | 159.0903 | 16.8719 | 5.9097 | 17.1281 | 51.7839 | 105.1697 | 32.0286 | 105.1697 | 499.7662 | 600 | 499.7662 | 0
1 | 21 | 12 | 5.4 | 3.5 | 88 | 171 | 60 | 151 | 173.715 | 19.108 | 8.715 | 14.892 | 47.6201 | 138.0923 | 32.164 | 138.0923 | 656.2148 | 600 | 600 | 56.2148
1 | 21 | 13 | 5.7 | 4.1 | 89 | 181 | 54 | 162 | 188.6166 | 18.9244 | 23.6166 | 15.0756 | 40.6911 | 148.152 | 32.302 | 148.152 | 704.0185 | 600 | 600 | 104.0185
1 | 21 | 14 | 4.9 | 3.7 | 92 | 161 | 57 | 143 | 203.1503 | 16.3414 | 38.1503 | 17.6586 | 37.3486 | 130.7762 | 32.4366 | 130.7762 | 621.4484 | 600 | 600 | 21.4484
1 | 21 | 15 | 4.9 | 3.5 | 91 | 115 | 54 | 101 | 216.8291 | 11.6267 | 51.8291 | 22.3733 | 27.3011 | 92.3664 | 32.5632 | 92.3664 | 438.9251 | 600 | 438.9251 | 0
1 | 21 | 16 | 4.9 | 3.9 | 93 | 52 | 0 | 52 | 229.4822 | 5.2268 | 64.4822 | 28.7732 | 0 | 47.555 | 32.6804 | 47.555 | 225.9813 | 900 | 225.9813 | 0
1 | 21 | 17 | 4.7 | 3.7 | 93 | 7 | 0 | 7 | 241.2345 | -2.6051 | 76.2345 | 0 | 0 | 6.4016 | 32.7892 | 6.4016 | 30.4206 | 900 | 30.4206 | 0
1 | 21 | 18 | 4.7 | 3.5 | 92 | 0 | 0 | 0 | 252.4129 | -11.4053 | 87.4129 | 0 | 0 | 0 | 32.8927 | 0 | 0 | 900 | 0 | 0
1 | 21 | 19 | 4.7 | 3.5 | 92 | 0 | 0 | 0 | 263.485 | -20.6802 | 0 | 0 | 0 | 0 | 32.9952 | 0 | 0 | 900 | 0 | 0
1 | 21 | 20 | 4.6 | 3.1 | 90 | 0 | 0 | 0 | 275.0719 | -30.1544 | 0 | 0 | 0 | 0 | 33.1025 | 0 | 0 | 800 | 0 | 0
1 | 21 | 21 | 4.3 | 2.8 | 90 | 0 | 0 | 0 | 288.0387 | -39.4362 | 0 | 0 | 0 | 0 | 33.2226 | 0 | 0 | 700 | 0 | 0
1 | 21 | 22 | 4.3 | 2.8 | 90 | 0 | 0 | 0 | 303.6414 | -47.9684 | 0 | 0 | 0 | 0 | 33.3671 | 0 | 0 | 600 | 0 | 0
1 | 21 | 23 | 4.3 | 2.8 | 90 | 0 | 0 | 0 | 323.4976 | -54.8526 | 0 | 0 | 0 | 0 | 33.5509 | 0 | 0 | 500 | 0 | 0
1 | 21 | 24 | 4.6 | 2.9 | 89 | 0 | 0 | 0 | 348.4242 | -58.7379 | 0 | 0 | 0 | 0 | 33.7817 | 0 | 0 | 400 | 0 | 0
1 | 22 | 1 | 4.8 | 3.1 | 89 | 0 | 0 | 0 | 15.639 | -58.3886 | 0 | 0 | 0 | 0 | 30.7004 | 0 | 0 | 350 | 0 | 0
1 | 22 | 2 | 4.6 | 3.1 | 90 | 0 | 0 | 0 | 39.8371 | -53.9338 | 0 | 0 | 0 | 0 | 30.9244 | 0 | 0 | 350 | 0 | 0
1 | 22 | 3 | 4.6 | 2.9 | 89 | 0 | 0 | 0 | 58.9267 | -46.709 | 0 | 0 | 0 | 0 | 31.1012 | 0 | 0 | 350 | 0 | 0
1 | 22 | 4 | 4.4 | 3.2 | 92 | 0 | 0 | 0 | 74.0144 | -38.004 | 0 | 0 | 0 | 0 | 31.2409 | 0 | 0 | 350 | 0 | 0
1 | 22 | 5 | 4.5 | 3 | 90 | 0 | 0 | 0 | 86.6909 | -28.6503 | 78.3091 | 0 | 0 | 0 | 31.3582 | 0 | 0 | 350 | 0 | 0
1 | 22 | 6 | 4.4 | 2.7 | 89 | 0 | 0 | 0 | 98.1432 | -19.1692 | 66.8568 | 0 | 0 | 0 | 31.4643 | 0 | 0 | 350 | 0 | 0
1 | 22 | 7 | 4.3 | 2.3 | 87 | 0 | 0 | 0 | 109.1902 | -9.9363 | 55.8098 | 0 | 0 | 0 | 31.5666 | 0 | 0 | 350 | 0 | 0
1 | 22 | 8 | 4.5 | 2.4 | 86 | 0 | 0 | 0 | 120.4262 | -1.1125 | 44.5738 | 0 | 0 | 0 | 31.6706 | 0 | 0 | 350 | 0 | 0
1 | 22 | 9 | 4.8 | 2.6 | 86 | 17 | 0 | 17 | 132.3006 | 6.4224 | 32.6994 | 27.5776 | 0 | 15.5468 | 31.7806 | 15.5468 | 73.8785 | 350 | 73.8785 | 0
1 | 22 | 10 | 5.4 | 2.7 | 83 | 77 | 38 | 69 | 145.1178 | 12.63 | 19.8822 | 21.37 | 26.3876 | 63.1018 | 31.8992 | 63.1018 | 299.8597 | 600 | 299.8597 | 0
1 | 22 | 11 | 5.9 | 3 | 82 | 136 | 68 | 116 | 158.9668 | 17.0718 | 6.0332 | 16.9282 | 52.6982 | 106.0842 | 32.0275 | 106.0842 | 504.112 | 600 | 504.112 | 0
1 | 22 | 12 | 6.6 | 3.3 | 79 | 174 | 53 | 156 | 173.6275 | 19.3253 | 8.6275 | 14.6747 | 42.1916 | 142.6649 | 32.1632 | 142.6649 | 677.9438 | 600 | 600 | 77.9438
1 | 22 | 13 | 7.2 | 3.7 | 78 | 184 | 55 | 164 | 188.5708 | 19.1529 | 23.5708 | 14.8471 | 41.5891 | 149.9811 | 32.3016 | 149.9811 | 712.7101 | 600 | 600 | 112.7101
1 | 22 | 14 | 6.8 | 4.5 | 85 | 81 | 0 | 81 | 203.1457 | 16.5739 | 38.1457 | 17.4261 | 0 | 74.076 | 32.4365 | 74.076 | 352.0093 | 600 | 352.0093 | 0
1 | 22 | 15 | 7.2 | 5.4 | 88 | 58 | 0 | 58 | 216.8599 | 11.8569 | 51.8599 | 22.1431 | 0 | 53.0421 | 32.5635 | 53.0421 | 252.056 | 600 | 252.056 | 0
1 | 22 | 16 | 7.6 | 6.3 | 91 | 27 | 0 | 27 | 229.5408 | 5.4479 | 64.5408 | 28.5521 | 0 | 24.692 | 32.6809 | 24.692 | 117.3364 | 900 | 117.3364 | 0
1 | 22 | 17 | 7.7 | 7.3 | 97 | 4 | 0 | 4 | 241.3142 | -2.3744 | 76.3142 | 0 | 0 | 3.6581 | 32.7899 | 3.6581 | 17.3832 | 900 | 17.3832 | 0
1 | 22 | 18 | 7.8 | 7.4 | 97 | 0 | 0 | 0 | 252.5087 | -11.1902 | 87.5087 | 0 | 0 | 0 | 32.8936 | 0 | 0 | 900 | 0 | 0
1 | 22 | 19 | 8.2 | 7.4 | 95 | 0 | 0 | 0 | 263.5938 | -20.4689 | 0 | 0 | 0 | 0 | 32.9962 | 0 | 0 | 900 | 0 | 0
1 | 22 | 20 | 8.1 | 7.2 | 94 | 0 | 0 | 0 | 275.1904 | -29.9433 | 0 | 0 | 0 | 0 | 33.1036 | 0 | 0 | 800 | 0 | 0
1 | 22 | 21 | 8.1 | 7.5 | 96 | 0 | 0 | 0 | 288.1605 | -39.2211 | 0 | 0 | 0 | 0 | 33.2237 | 0 | 0 | 700 | 0 | 0
1 | 22 | 22 | 7.6 | 7 | 96 | 0 | 0 | 0 | 303.7496 | -47.7448 | 0 | 0 | 0 | 0 | 33.3681 | 0 | 0 | 600 | 0 | 0
1 | 22 | 23 | 6.5 | 5.8 | 95 | 0 | 0 | 0 | 323.5512 | -54.6193 | 0 | 0 | 0 | 0 | 33.5514 | 0 | 0 | 500 | 0 | 0
1 | 22 | 24 | 6.1 | 5.4 | 95 | 0 | 0 | 0 | 348.3598 | -58.5048 | 0 | 0 | 0 | 0 | 33.7811 | 0 | 0 | 400 | 0 | 0
1 | 23 | 1 | 5.9 | 5.4 | 97 | 0 | 0 | 0 | 15.4404 | -58.1773 | 0 | 0 | 0 | 0 | 30.6985 | 0 | 0 | 350 | 0 | 0
1 | 23 | 2 | 5.7 | 5.5 | 99 | 0 | 0 | 0 | 39.573 | -53.7566 | 0 | 0 | 0 | 0 | 30.922 | 0 | 0 | 350 | 0 | 0
1 | 23 | 3 | 5.8 | 5.1 | 95 | 0 | 0 | 0 | 58.6597 | -46.5602 | 0 | 0 | 0 | 0 | 31.0987 | 0 | 0 | 350 | 0 | 0
1 | 23 | 4 | 6.1 | 5.4 | 95 | 0 | 0 | 0 | 73.7658 | -37.8719 | 0 | 0 | 0 | 0 | 31.2386 | 0 | 0 | 350 | 0 | 0
1 | 23 | 5 | 5.8 | 5.1 | 95 | 0 | 0 | 0 | 86.4627 | -28.5246 | 78.5373 | 0 | 0 | 0 | 31.3561 | 0 | 0 | 350 | 0 | 0
1 | 23 | 6 | 6 | 5.3 | 95 | 0 | 0 | 0 | 97.932 | -19.0417 | 67.068 | 0 | 0 | 0 | 31.4623 | 0 | 0 | 350 | 0 | 0
1 | 23 | 7 | 5.9 | 5.5 | 97 | 0 | 0 | 0 | 108.9929 | -9.8003 | 56.0071 | 0 | 0 | 0 | 31.5647 | 0 | 0 | 350 | 0 | 0
1 | 23 | 8 | 6.2 | 5.5 | 95 | 0 | 0 | 0 | 120.2416 | -0.93334 | 44.7584 | 0 | 0 | 0 | 31.6689 | 0 | 0 | 350 | 0 | 0
1 | 23 | 9 | 5.7 | 5.5 | 99 | 9 | 0 | 9 | 132.1304 | 6.5862 | 32.8696 | 27.4138 | 0 | 8.2307 | 31.779 | 8.2307 | 39.1121 | 350 | 39.1121 | 0
1 | 23 | 10 | 5.8 | 5.6 | 99 | 39 | 0 | 39 | 144.9673 | 12.8158 | 20.0327 | 21.1842 | 0 | 35.6662 | 31.8978 | 35.6662 | 169.4859 | 600 | 169.4859 | 0
1 | 23 | 11 | 6 | 5.5 | 97 | 68 | 0 | 68 | 158.8444 | 17.2782 | 6.1556 | 16.7218 | 0 | 62.1873 | 32.0263 | 62.1873 | 295.5139 | 600 | 295.5139 | 0
1 | 23 | 12 | 5.9 | 5.5 | 97 | 87 | 0 | 87 | 173.5423 | 19.5488 | 8.5423 | 14.4512 | 0 | 79.5631 | 32.1624 | 79.5631 | 378.084 | 600 | 378.084 | 0
1 | 23 | 13 | 6.4 | 5.5 | 94 | 186 | 92 | 152 | 188.5285 | 19.3872 | 23.5285 | 14.6128 | 69.8123 | 139.0069 | 32.3012 | 139.0069 | 660.5606 | 600 | 600 | 60.5606
1 | 23 | 14 | 6.4 | 5.1 | 91 | 82 | 0 | 82 | 203.1456 | 16.8116 | 38.1456 | 17.1884 | 0 | 74.9905 | 32.4365 | 74.9905 | 356.355 | 600 | 356.355 | 0
1 | 23 | 15 | 5.9 | 5.4 | 97 | 59 | 0 | 59 | 216.8959 | 12.0915 | 51.8959 | 21.9085 | 0 | 53.9566 | 32.5639 | 53.9566 | 256.4018 | 600 | 256.4018 | 0
1 | 23 | 16 | 5.9 | 5.7 | 99 | 28 | 0 | 28 | 229.605 | 5.673 | 64.605 | 28.327 | 0 | 25.6065 | 32.6815 | 25.6065 | 121.6822 | 900 | 121.6822 | 0
1 | 23 | 17 | 6 | 5.8 | 99 | 4 | 0 | 4 | 241.3997 | -2.1381 | 76.3997 | 0 | 0 | 3.6581 | 32.7907 | 3.6581 | 17.3832 | 900 | 17.3832 | 0
1 | 23 | 18 | 6.4 | 6.2 | 99 | 0 | 0 | 0 | 252.6107 | -10.9722 | 87.6107 | 0 | 0 | 0 | 32.8945 | 0 | 0 | 900 | 0 | 0
1 | 23 | 19 | 6.8 | 6.4 | 97 | 0 | 0 | 0 | 263.7089 | -20.2549 | 0 | 0 | 0 | 0 | 32.9973 | 0 | 0 | 900 | 0 | 0
1 | 23 | 20 | 6.9 | 6.2 | 95 | 0 | 0 | 0 | 275.3155 | -29.7295 | 0 | 0 | 0 | 0 | 33.1048 | 0 | 0 | 800 | 0 | 0
1 | 23 | 21 | 6.9 | 6.2 | 95 | 0 | 0 | 0 | 288.2893 | -39.0029 | 0 | 0 | 0 | 0 | 33.2249 | 0 | 0 | 700 | 0 | 0
1 | 23 | 22 | 7.1 | 6.4 | 95 | 0 | 0 | 0 | 303.8652 | -47.5176 | 0 | 0 | 0 | 0 | 33.3691 | 0 | 0 | 600 | 0 | 0
1 | 23 | 23 | 6.7 | 6.3 | 97 | 0 | 0 | 0 | 323.6128 | -54.3816 | 0 | 0 | 0 | 0 | 33.552 | 0 | 0 | 500 | 0 | 0
1 | 23 | 24 | 6.7 | 6.3 | 97 | 0 | 0 | 0 | 348.3031 | -58.2661 | 0 | 0 | 0 | 0 | 33.7806 | 0 | 0 | 400 | 0 | 0
1 | 24 | 1 | 6.7 | 6.3 | 97 | 0 | 0 | 0 | 15.2473 | -57.9592 | 0 | 0 | 0 | 0 | 30.6967 | 0 | 0 | 350 | 0 | 0
1 | 24 | 2 | 6.3 | 5.9 | 97 | 0 | 0 | 0 | 39.3112 | -53.5721 | 0 | 0 | 0 | 0 | 30.9195 | 0 | 0 | 350 | 0 | 0
1 | 24 | 3 | 6 | 5.5 | 97 | 0 | 0 | 0 | 58.3925 | -46.4042 | 0 | 0 | 0 | 0 | 31.0962 | 0 | 0 | 350 | 0 | 0
1 | 24 | 4 | 5.9 | 5.7 | 99 | 0 | 0 | 0 | 73.516 | -37.7329 | 0 | 0 | 0 | 0 | 31.2363 | 0 | 0 | 350 | 0 | 0
1 | 24 | 5 | 6.3 | 6.3 | 100 | 0 | 0 | 0 | 86.2328 | -28.3921 | 78.7672 | 0 | 0 | 0 | 31.354 | 0 | 0 | 350 | 0 | 0
1 | 24 | 6 | 6.9 | 6.7 | 99 | 0 | 0 | 0 | 97.7192 | -18.9075 | 67.2808 | 0 | 0 | 0 | 31.4604 | 0 | 0 | 350 | 0 | 0
1 | 24 | 7 | 6.9 | 6.7 | 99 | 0 | 0 | 0 | 108.7941 | -9.6576 | 56.2059 | 0 | 0 | 0 | 31.5629 | 0 | 0 | 350 | 0 | 0
1 | 24 | 8 | 7 | 6.6 | 97 | 0 | 0 | 0 | 120.0559 | -0.73722 | 44.9441 | 0 | 0 | 0 | 31.6672 | 0 | 0 | 350 | 0 | 0
1 | 24 | 9 | 7.3 | 6.9 | 97 | 9 | 0 | 9 | 131.9596 | 6.7565 | 33.0404 | 27.2435 | 0 | 8.2307 | 31.7774 | 8.2307 | 39.1121 | 350 | 39.1121 | 0
1 | 24 | 10 | 7.5 | 7.5 | 100 | 39 | 0 | 39 | 144.817 | 13.0081 | 20.183 | 20.9919 | 0 | 35.6662 | 31.8965 | 35.6662 | 169.4859 | 600 | 169.4859 | 0
1 | 24 | 11 | 8.2 | 7.8 | 97 | 69 | 0 | 69 | 158.7231 | 17.491 | 6.2769 | 16.509 | 0 | 63.1018 | 32.0252 | 63.1018 | 299.8597 | 600 | 299.8597 | 0
1 | 24 | 12 | 8.4 | 8 | 97 | 88 | 0 | 88 | 173.4594 | 19.7784 | 8.4594 | 14.2216 | 0 | 80.4777 | 32.1617 | 80.4777 | 382.4298 | 600 | 382.4298 | 0
1 | 24 | 13 | 8.8 | 8.4 | 97 | 187 | 91 | 154 | 188.4898 | 19.6271 | 23.4898 | 14.3729 | 69.299 | 140.8359 | 32.3008 | 140.8359 | 669.2522 | 600 | 600 | 69.2522
1 | 24 | 14 | 9.1 | 8.3 | 95 | 168 | 57 | 148 | 203.1501 | 17.0543 | 38.1501 | 16.9457 | 37.8222 | 135.3488 | 32.4366 | 135.3488 | 643.1774 | 600 | 600 | 43.1774
1 | 24 | 15 | 9.1 | 7.9 | 92 | 121 | 57 | 106 | 216.9372 | 12.3304 | 51.9372 | 21.6696 | 29.2891 | 96.939 | 32.5642 | 96.939 | 460.6541 | 600 | 460.6541 | 0
1 | 24 | 16 | 9.4 | 7.7 | 89 | 58 | 2 | 58 | 229.6748 | 5.9021 | 64.6748 | 28.0979 | 0.64636 | 53.0421 | 32.6822 | 53.0421 | 252.056 | 900 | 252.056 | 0
1 | 24 | 17 | 8.8 | 6.9 | 88 | 14 | 0 | 14 | 241.491 | -1.8957 | 76.491 | 0 | 0 | 12.8033 | 32.7916 | 12.8033 | 60.8411 | 900 | 60.8411 | 0
1 | 24 | 18 | 8 | 6.5 | 90 | 0 | 0 | 0 | 252.7186 | -10.7515 | 87.7186 | 0 | 0 | 0 | 32.8955 | 0 | 0 | 900 | 0 | 0
1 | 24 | 19 | 7.5 | 6.4 | 93 | 0 | 0 | 0 | 263.8302 | -20.0383 | 0 | 0 | 0 | 0 | 32.9984 | 0 | 0 | 900 | 0 | 0
1 | 24 | 20 | 8.3 | 7.2 | 93 | 0 | 0 | 0 | 275.4471 | -29.513 | 0 | 0 | 0 | 0 | 33.106 | 0 | 0 | 800 | 0 | 0
1 | 24 | 21 | 6.9 | 6 | 94 | 0 | 0 | 0 | 288.4251 | -38.7818 | 0 | 0 | 0 | 0 | 33.2262 | 0 | 0 | 700 | 0 | 0
1 | 24 | 22 | 6.4 | 5.5 | 94 | 0 | 0 | 0 | 303.9883 | -47.287 | 0 | 0 | 0 | 0 | 33.3703 | 0 | 0 | 600 | 0 | 0
1 | 24 | 23 | 6 | 5.3 | 95 | 0 | 0 | 0 | 323.6823 | -54.1395 | 0 | 0 | 0 | 0 | 33.5526 | 0 | 0 | 500 | 0 | 0
1 | 24 | 24 | 5.9 | 5.2 | 95 | 0 | 0 | 0 | 348.2542 | -58.0218 | 0 | 0 | 0 | 0 | 33.7801 | 0 | 0 | 400 | 0 | 0
1 | 25 | 1 | 5.6 | 4.9 | 95 | 0 | 0 | 0 | 15.06 | -57.7345 | 0 | 0 | 0 | 0 | 30.695 | 0 | 0 | 350 | 0 | 0
1 | 25 | 2 | 5.7 | 5 | 95 | 0 | 0 | 0 | 39.0519 | -53.3805 | 0 | 0 | 0 | 0 | 30.9171 | 0 | 0 | 350 | 0 | 0
1 | 25 | 3 | 5.7 | 4.5 | 92 | 0 | 0 | 0 | 58.1254 | -46.2411 | 0 | 0 | 0 | 0 | 31.0938 | 0 | 0 | 350 | 0 | 0
1 | 25 | 4 | 5.4 | 4.2 | 92 | 0 | 0 | 0 | 73.2652 | -37.5869 | 0 | 0 | 0 | 0 | 31.2339 | 0 | 0 | 350 | 0 | 0
1 | 25 | 5 | 5 | 4.1 | 94 | 0 | 0 | 0 | 86.0015 | -28.2528 | 78.9985 | 0 | 0 | 0 | 31.3519 | 0 | 0 | 350 | 0 | 0
1 | 25 | 6 | 4.8 | 3.6 | 92 | 0 | 0 | 0 | 97.5048 | -18.7667 | 67.4952 | 0 | 0 | 0 | 31.4584 | 0 | 0 | 350 | 0 | 0
1 | 25 | 7 | 4.6 | 3.4 | 92 | 0 | 0 | 0 | 108.594 | -9.5084 | 56.406 | 0 | 0 | 0 | 31.5611 | 0 | 0 | 350 | 0 | 0
1 | 25 | 8 | 4.9 | 2.7 | 86 | 0 | 0 | 0 | 119.8691 | -0.51779 | 45.1309 | 0 | 0 | 0 | 31.6655 | 0 | 0 | 350 | 0 | 0
1 | 25 | 9 | 3.8 | 2.6 | 92 | 10 | 0 | 10 | 131.7883 | 6.9333 | 33.2117 | 27.0667 | 0 | 9.1452 | 31.7758 | 9.1452 | 43.4579 | 350 | 43.4579 | 0
1 | 25 | 10 | 3.3 | 2.3 | 93 | 41 | 0 | 41 | 144.6667 | 13.2069 | 20.3333 | 20.7931 | 0 | 37.4953 | 31.8951 | 37.4953 | 178.1775 | 600 | 178.1775 | 0
1 | 25 | 11 | 3 | 2 | 93 | 71 | 0 | 71 | 158.6029 | 17.7102 | 6.3971 | 16.2898 | 0 | 64.9308 | 32.0241 | 64.9308 | 308.5513 | 600 | 308.5513 | 0
1 | 25 | 12 | 2.7 | 1.4 | 91 | 90 | 0 | 90 | 173.3789 | 20.0141 | 8.3789 | 13.9859 | 0 | 82.3067 | 32.1609 | 82.3067 | 391.1214 | 600 | 391.1214 | 0
1 | 25 | 13 | 2.7 | 1.4 | 91 | 95 | 0 | 95 | 188.4546 | 19.8726 | 23.4546 | 14.1274 | 0 | 86.8793 | 32.3005 | 86.8793 | 412.8504 | 600 | 412.8504 | 0
1 | 25 | 14 | 2.5 | 0.9 | 89 | 85 | 0 | 85 | 203.1591 | 17.3019 | 38.1591 | 16.6981 | 0 | 77.7341 | 32.4367 | 77.7341 | 369.3924 | 600 | 369.3924 | 0
1 | 25 | 15 | 2.5 | 0.6 | 87 | 62 | 0 | 62 | 216.9836 | 12.5736 | 51.9836 | 21.4264 | 0 | 56.7002 | 32.5647 | 56.7002 | 269.4392 | 600 | 269.4392 | 0
1 | 25 | 16 | 2.2 | 0.6 | 89 | 30 | 0 | 30 | 229.7502 | 6.1348 | 64.7502 | 27.8652 | 0 | 27.4356 | 32.6829 | 27.4356 | 130.3738 | 900 | 130.3738 | 0
1 | 25 | 17 | 1.9 | 0.3 | 89 | 5 | 0 | 5 | 241.5881 | -1.646 | 76.5881 | 0 | 0 | 4.5726 | 32.7925 | 4.5726 | 21.729 | 900 | 21.729 | 0
1 | 25 | 18 | 1.5 | 0.1 | 90 | 0 | 0 | 0 | 252.8325 | -10.5279 | 87.8325 | 0 | 0 | 0 | 32.8966 | 0 | 0 | 900 | 0 | 0
1 | 25 | 19 | 1.3 | -0.1 | 90 | 0 | 0 | 0 | 263.9577 | -19.8192 | 0 | 0 | 0 | 0 | 32.9996 | 0 | 0 | 900 | 0 | 0
1 | 25 | 20 | 1.3 | -1 | 84 | 0 | 0 | 0 | 275.5852 | -29.294 | 0 | 0 | 0 | 0 | 33.1073 | 0 | 0 | 800 | 0 | 0
1 | 25 | 21 | 1.1 | -0.9 | 86 | 0 | 0 | 0 | 288.5677 | -38.5579 | 0 | 0 | 0 | 0 | 33.2275 | 0 | 0 | 700 | 0 | 0
1 | 25 | 22 | 0.9 | -1.3 | 84 | 0 | 0 | 0 | 304.1187 | -47.0529 | 0 | 0 | 0 | 0 | 33.3715 | 0 | 0 | 600 | 0 | 0
1 | 25 | 23 | 0.8 | -1.4 | 84 | 0 | 0 | 0 | 323.7594 | -53.8932 | 0 | 0 | 0 | 0 | 33.5533 | 0 | 0 | 500 | 0 | 0
1 | 25 | 24 | 0.7 | -1.7 | 83 | 0 | 0 | 0 | 348.2128 | -57.7721 | 0 | 0 | 0 | 0 | 33.7797 | 0 | 0 | 400 | 0 | 0
1 | 26 | 1 | 0.6 | -2 | 81 | 0 | 0 | 0 | 14.8785 | -57.5032 | 0 | 0 | 0 | 0 | 30.6933 | 0 | 0 | 350 | 0 | 0
1 | 26 | 2 | 0.5 | -2.1 | 81 | 0 | 0 | 0 | 38.7953 | -53.1818 | 0 | 0 | 0 | 0 | 30.9148 | 0 | 0 | 350 | 0 | 0
1 | 26 | 3 | 0.5 | -1.8 | 83 | 0 | 0 | 0 | 57.8586 | -46.0708 | 0 | 0 | 0 | 0 | 31.0913 | 0 | 0 | 350 | 0 | 0
1 | 26 | 4 | 0.5 | -0.6 | 92 | 0 | 0 | 0 | 73.0134 | -37.4339 | 0 | 0 | 0 | 0 | 31.2316 | 0 | 0 | 350 | 0 | 0
1 | 26 | 5 | 0.6 | -2.4 | 78 | 0 | 0 | 0 | 85.7688 | -28.1068 | 79.2312 | 0 | 0 | 0 | 31.3497 | 0 | 0 | 350 | 0 | 0
1 | 26 | 6 | 0.6 | -2.7 | 77 | 0 | 0 | 0 | 97.289 | -18.6193 | 67.711 | 0 | 0 | 0 | 31.4564 | 0 | 0 | 350 | 0 | 0
1 | 26 | 7 | 0.7 | -2.9 | 75 | 0 | 0 | 0 | 108.3926 | -9.3526 | 56.6074 | 0 | 0 | 0 | 31.5592 | 0 | 0 | 350 | 0 | 0
1 | 26 | 8 | 0.9 | -2.5 | 76 | 0 | 0 | 0 | 119.6814 | -0.26229 | 45.3186 | 0 | 0 | 0 | 31.6637 | 0 | 0 | 350 | 0 | 0
1 | 26 | 9 | 0.5 | -1.4 | 86 | 10 | 0 | 10 | 131.6165 | 7.1166 | 33.3835 | 26.8834 | 0 | 9.1452 | 31.7742 | 9.1452 | 43.4579 | 350 | 43.4579 | 0
1 | 26 | 10 | 0.2 | -1.6 | 86 | 42 | 0 | 42 | 144.5168 | 13.4122 | 20.4832 | 20.5878 | 0 | 38.4098 | 31.8937 | 38.4098 | 182.5233 | 600 | 182.5233 | 0
1 | 26 | 11 | 0 | -1.4 | 89 | 72 | 0 | 72 | 158.484 | 17.9357 | 6.516 | 16.0643 | 0 | 65.8454 | 32.023 | 65.8454 | 312.8971 | 600 | 312.8971 | 0
1 | 26 | 12 | -0.4 | -1.9 | 88 | 92 | 0 | 92 | 173.3008 | 20.2558 | 8.3008 | 13.7442 | 0 | 84.1357 | 32.1602 | 84.1357 | 399.813 | 600 | 399.813 | 0
1 | 26 | 13 | -0.1 | -1.3 | 91 | 97 | 0 | 97 | 188.4231 | 20.1236 | 23.4231 | 13.8764 | 0 | 88.7083 | 32.3002 | 88.7083 | 421.5419 | 600 | 421.5419 | 0
1 | 26 | 14 | 0 | -1.1 | 91 | 87 | 0 | 87 | 203.1728 | 17.5543 | 38.1728 | 16.4457 | 0 | 79.5631 | 32.4368 | 79.5631 | 378.084 | 600 | 378.084 | 0
1 | 26 | 15 | 0.6 | -1 | 88 | 64 | 0 | 64 | 217.0354 | 12.8209 | 52.0354 | 21.1791 | 0 | 58.5292 | 32.5651 | 58.5292 | 278.1308 | 600 | 278.1308 | 0
1 | 26 | 16 | 0.5 | -1.3 | 87 | 64 | 5 | 63 | 229.8312 | 6.3712 | 64.8312 | 27.6288 | 1.6417 | 57.6147 | 32.6836 | 57.6147 | 273.785 | 900 | 273.785 | 0
1 | 26 | 17 | 0 | -1.4 | 89 | 11 | 0 | 11 | 241.691 | -1.3872 | 76.691 | 0 | 0 | 10.0597 | 32.7934 | 10.0597 | 47.8037 | 900 | 47.8037 | 0
1 | 26 | 18 | -0.2 | -1.8 | 88 | 0 | 0 | 0 | 252.9522 | -10.3018 | 87.9522 | 0 | 0 | 0 | 32.8977 | 0 | 0 | 900 | 0 | 0
1 | 26 | 19 | -0.2 | -1.8 | 88 | 0 | 0 | 0 | 264.0912 | -19.5976 | 0 | 0 | 0 | 0 | 33.0008 | 0 | 0 | 900 | 0 | 0
1 | 26 | 20 | -0.3 | -2.1 | 86 | 0 | 0 | 0 | 275.7295 | -29.0725 | 0 | 0 | 0 | 0 | 33.1086 | 0 | 0 | 800 | 0 | 0
1 | 26 | 21 | -0.2 | -2.2 | 85 | 0 | 0 | 0 | 288.7169 | -38.3312 | 0 | 0 | 0 | 0 | 33.2289 | 0 | 0 | 700 | 0 | 0
1 | 26 | 22 | -0.2 | -2.2 | 85 | 0 | 0 | 0 | 304.2563 | -46.8156 | 0 | 0 | 0 | 0 | 33.3727 | 0 | 0 | 600 | 0 | 0
1 | 26 | 23 | -0.5 | -2.6 | 84 | 0 | 0 | 0 | 323.8442 | -53.6427 | 0 | 0 | 0 | 0 | 33.5541 | 0 | 0 | 500 | 0 | 0
1 | 26 | 24 | -0.6 | -2.6 | 85 | 0 | 0 | 0 | 348.1791 | -57.5171 | 0 | 0 | 0 | 0 | 33.7794 | 0 | 0 | 400 | 0 | 0
1 | 27 | 1 | -0.6 | -2.6 | 85 | 0 | 0 | 0 | 14.7029 | -57.2655 | 0 | 0 | 0 | 0 | 30.6917 | 0 | 0 | 350 | 0 | 0
1 | 27 | 2 | -0.8 | -3 | 83 | 0 | 0 | 0 | 38.5415 | -52.976 | 0 | 0 | 0 | 0 | 30.9124 | 0 | 0 | 350 | 0 | 0
1 | 27 | 3 | -0.8 | -3 | 83 | 0 | 0 | 0 | 57.5923 | -45.8935 | 0 | 0 | 0 | 0 | 31.0888 | 0 | 0 | 350 | 0 | 0
1 | 27 | 4 | -0.8 | -3 | 83 | 0 | 0 | 0 | 72.761 | -37.2742 | 0 | 0 | 0 | 0 | 31.2293 | 0 | 0 | 350 | 0 | 0
1 | 27 | 5 | -0.7 | -2.8 | 84 | 0 | 0 | 0 | 85.535 | -27.9542 | 79.465 | 0 | 0 | 0 | 31.3475 | 0 | 0 | 350 | 0 | 0
1 | 27 | 6 | -0.6 | -2.8 | 83 | 0 | 0 | 0 | 97.072 | -18.4654 | 67.928 | 0 | 0 | 0 | 31.4544 | 0 | 0 | 350 | 0 | 0
1 | 27 | 7 | -0.8 | -3.2 | 82 | 0 | 0 | 0 | 108.1901 | -9.1903 | 56.8099 | 0 | 0 | 0 | 31.5573 | 0 | 0 | 350 | 0 | 0
1 | 27 | 8 | -0.9 | -3.3 | 82 | 0 | 0 | 0 | 119.4928 | 0.023764 | 45.5072 | 33.9762 | 0 | 0 | 31.662 | 0 | 0 | 350 | 0 | 0
1 | 27 | 9 | -1 | -2.9 | 85 | 10 | 0 | 10 | 131.4443 | 7.3064 | 33.5557 | 26.6936 | 0 | 9.1452 | 31.7726 | 9.1452 | 43.4579 | 350 | 43.4579 | 0
1 | 27 | 10 | -1.1 | -2.7 | 87 | 43 | 0 | 43 | 144.3671 | 13.6237 | 20.6329 | 20.3763 | 0 | 39.3243 | 31.8923 | 39.3243 | 186.8691 | 600 | 186.8691 | 0
1 | 27 | 11 | -1 | -2.6 | 88 | 167 | 103 | 135 | 158.3663 | 18.1674 | 6.6337 | 15.8326 | 80.9836 | 123.46 | 32.0219 | 123.46 | 586.6821 | 600 | 586.6821 | 0
1 | 27 | 12 | -0.6 | -2 | 89 | 272 | 325 | 155 | 173.2252 | 20.5034 | 8.2252 | 13.4966 | 262.8477 | 141.7504 | 32.1595 | 141.7504 | 673.598 | 600 | 600 | 73.598
1 | 27 | 13 | -0.2 | -2 | 86 | 316 | 463 | 142 | 188.3952 | 20.38 | 23.3952 | 13.62 | 356.4187 | 129.8617 | 32.3 | 129.8617 | 617.1026 | 600 | 600 | 17.1026
1 | 27 | 14 | 0.2 | -1.7 | 86 | 295 | 598 | 86 | 203.1911 | 17.8114 | 38.1911 | 16.1886 | 401.8701 | 78.6486 | 32.437 | 78.6486 | 373.7382 | 600 | 373.7382 | 0
1 | 27 | 15 | 0.4 | -1.2 | 88 | 216 | 480 | 81 | 217.0924 | 13.0722 | 52.0924 | 20.9278 | 250.6418 | 74.076 | 32.5657 | 74.076 | 352.0093 | 600 | 352.0093 | 0
1 | 27 | 16 | 0.2 | -2 | 84 | 109 | 237 | 67 | 229.9178 | 6.6112 | 64.9178 | 27.3888 | 78.4289 | 61.2728 | 32.6844 | 61.2728 | 291.1681 | 900 | 291.1681 | 0
1 | 27 | 17 | -0.1 | -2.3 | 83 | 19 | 0 | 19 | 241.7996 | -1.1161 | 76.7996 | 0 | 0 | 17.3759 | 32.7944 | 17.3759 | 82.5701 | 900 | 82.5701 | 0
1 | 27 | 18 | 0.2 | -2 | 84 | 0 | 0 | 0 | 253.0779 | -10.0731 | 88.0779 | 0 | 0 | 0 | 32.8989 | 0 | 0 | 900 | 0 | 0
1 | 27 | 19 | 0.5 | -1.4 | 86 | 0 | 0 | 0 | 264.2307 | -19.3737 | 0 | 0 | 0 | 0 | 33.0021 | 0 | 0 | 900 | 0 | 0
1 | 27 | 20 | 0.9 | -0.3 | 91 | 0 | 0 | 0 | 275.8802 | -28.8486 | 0 | 0 | 0 | 0 | 33.11 | 0 | 0 | 800 | 0 | 0
1 | 27 | 21 | 1.4 | 0.9 | 96 | 0 | 0 | 0 | 288.8728 | -38.1019 | 0 | 0 | 0 | 0 | 33.2303 | 0 | 0 | 700 | 0 | 0
1 | 27 | 22 | 1.1 | 0.9 | 99 | 0 | 0 | 0 | 304.4008 | -46.575 | 0 | 0 | 0 | 0 | 33.3741 | 0 | 0 | 600 | 0 | 0
1 | 27 | 23 | 0.9 | 0.6 | 98 | 0 | 0 | 0 | 323.9363 | -53.3882 | 0 | 0 | 0 | 0 | 33.555 | 0 | 0 | 500 | 0 | 0
1 | 27 | 24 | 1 | 1 | 100 | 0 | 0 | 0 | 348.1527 | -57.2569 | 0 | 0 | 0 | 0 | 33.7792 | 0 | 0 | 400 | 0 | 0
1 | 28 | 1 | 1.2 | 1.2 | 100 | 0 | 0 | 0 | 14.5334 | -57.0215 | 0 | 0 | 0 | 0 | 30.6901 | 0 | 0 | 350 | 0 | 0
1 | 28 | 2 | 1.3 | 1.3 | 100 | 0 | 0 | 0 | 38.2909 | -52.7634 | 0 | 0 | 0 | 0 | 30.9101 | 0 | 0 | 350 | 0 | 0
1 | 28 | 3 | 1.3 | 1.3 | 100 | 0 | 0 | 0 | 57.3268 | -45.7092 | 0 | 0 | 0 | 0 | 31.0864 | 0 | 0 | 350 | 0 | 0
1 | 28 | 4 | 1.5 | 1.5 | 100 | 0 | 0 | 0 | 72.5082 | -37.1076 | 0 | 0 | 0 | 0 | 31.2269 | 0 | 0 | 350 | 0 | 0
1 | 28 | 5 | 1.9 | 1.9 | 100 | 0 | 0 | 0 | 85.3002 | -27.7949 | 79.6998 | 0 | 0 | 0 | 31.3454 | 0 | 0 | 350 | 0 | 0
1 | 28 | 6 | 2.4 | 2.4 | 100 | 0 | 0 | 0 | 96.8539 | -18.305 | 68.1461 | 0 | 0 | 0 | 31.4524 | 0 | 0 | 350 | 0 | 0
1 | 28 | 7 | 3.4 | 3.4 | 100 | 0 | 0 | 0 | 107.9865 | -9.0217 | 57.0135 | 0 | 0 | 0 | 31.5554 | 0 | 0 | 350 | 0 | 0
1 | 28 | 8 | 3.5 | 3.3 | 99 | 0 | 0 | 0 | 119.3035 | 0.17382 | 45.6965 | 33.8262 | 0 | 0 | 31.6602 | 0 | 0 | 350 | 0 | 0
1 | 28 | 9 | 3.4 | 2.9 | 97 | 22 | 0 | 22 | 131.2717 | 7.5024 | 33.7283 | 26.4976 | 0 | 20.1194 | 31.771 | 20.1194 | 95.6075 | 350 | 95.6075 | 0
1 | 28 | 10 | 3.5 | 2.8 | 95 | 88 | 20 | 84 | 144.2178 | 13.8416 | 20.7822 | 20.1584 | 14.1193 | 76.8196 | 31.8909 | 76.8196 | 365.0466 | 600 | 365.0466 | 0
1 | 28 | 11 | 4.5 | 2.9 | 89 | 150 | 76 | 126 | 158.25 | 18.4052 | 6.75 | 15.5948 | 59.9387 | 115.2294 | 32.0208 | 115.2294 | 547.57 | 600 | 547.57 | 0
1 | 28 | 12 | 4.9 | 3.2 | 89 | 189 | 56 | 169 | 173.1521 | 20.7568 | 8.1521 | 13.2432 | 45.4399 | 154.5537 | 32.1588 | 154.5537 | 734.4391 | 600 | 600 | 134.4391
1 | 28 | 13 | 5.3 | 3.1 | 86 | 200 | 59 | 178 | 188.3711 | 20.6416 | 23.3711 | 13.3584 | 45.5843 | 162.7843 | 32.2997 | 162.7843 | 773.5512 | 600 | 600 | 173.5512
1 | 28 | 14 | 5.3 | 3.4 | 88 | 180 | 54 | 161 | 203.2141 | 18.0732 | 38.2141 | 15.9268 | 36.4433 | 147.2375 | 32.4372 | 147.2375 | 699.6727 | 600 | 600 | 99.6727
1 | 28 | 15 | 5.2 | 3 | 86 | 133 | 66 | 114 | 217.1547 | 13.3274 | 52.1547 | 20.6726 | 34.6466 | 104.2551 | 32.5662 | 104.2551 | 495.4204 | 600 | 495.4204 | 0
1 | 28 | 16 | 4.6 | 3.1 | 90 | 68 | 7 | 67 | 230.01 | 6.8545 | 65.01 | 27.1455 | 2.3344 | 61.2728 | 32.6853 | 61.2728 | 291.1681 | 900 | 291.1681 | 0
1 | 28 | 17 | 4.2 | 3 | 92 | 12 | 0 | 12 | 241.914 | -0.82651 | 76.914 | 0 | 0 | 10.9742 | 32.7955 | 10.9742 | 52.1495 | 900 | 52.1495 | 0
1 | 28 | 18 | 4.2 | 2.7 | 90 | 0 | 0 | 0 | 253.2094 | -9.8421 | 88.2094 | 0 | 0 | 0 | 32.9001 | 0 | 0 | 900 | 0 | 0
1 | 28 | 19 | 4.2 | 1.9 | 85 | 0 | 0 | 0 | 264.3762 | -19.1475 | 0 | 0 | 0 | 0 | 33.0035 | 0 | 0 | 900 | 0 | 0
1 | 28 | 20 | 4.3 | 1.5 | 82 | 0 | 0 | 0 | 276.037 | -28.6224 | 0 | 0 | 0 | 0 | 33.1115 | 0 | 0 | 800 | 0 | 0
1 | 28 | 21 | 4 | 2 | 87 | 0 | 0 | 0 | 289.0351 | -37.87 | 0 | 0 | 0 | 0 | 33.2318 | 0 | 0 | 700 | 0 | 0
1 | 28 | 22 | 3.5 | 1.4 | 86 | 0 | 0 | 0 | 304.5522 | -46.3313 | 0 | 0 | 0 | 0 | 33.3755 | 0 | 0 | 600 | 0 | 0
1 | 28 | 23 | 3.1 | 1.6 | 90 | 0 | 0 | 0 | 324.0356 | -53.1297 | 0 | 0 | 0 | 0 | 33.5559 | 0 | 0 | 500 | 0 | 0
1 | 28 | 24 | 2.8 | 2 | 94 | 0 | 0 | 0 | 348.1337 | -56.9916 | 0 | 0 | 0 | 0 | 33.779 | 0 | 0 | 400 | 0 | 0
1 | 29 | 1 | 2 | 0.7 | 91 | 0 | 0 | 0 | 14.3699 | -56.7713 | 0 | 0 | 0 | 0 | 30.6886 | 0 | 0 | 350 | 0 | 0
1 | 29 | 2 | 1.8 | 0.7 | 92 | 0 | 0 | 0 | 38.0436 | -52.5439 | 0 | 0 | 0 | 0 | 30.9078 | 0 | 0 | 350 | 0 | 0
1 | 29 | 3 | 1.5 | 1 | 96 | 0 | 0 | 0 | 57.0623 | -45.518 | 0 | 0 | 0 | 0 | 31.0839 | 0 | 0 | 350 | 0 | 0
1 | 29 | 4 | 1.5 | 1 | 96 | 0 | 0 | 0 | 72.255 | -36.9343 | 0 | 0 | 0 | 0 | 31.2246 | 0 | 0 | 350 | 0 | 0
1 | 29 | 5 | 1.5 | 1.3 | 99 | 0 | 0 | 0 | 85.0645 | -27.6291 | 79.9355 | 0 | 0 | 0 | 31.3432 | 0 | 0 | 350 | 0 | 0
1 | 29 | 6 | 1.8 | 1 | 94 | 0 | 0 | 0 | 96.6347 | -18.1382 | 68.3653 | 0 | 0 | 0 | 31.4503 | 0 | 0 | 350 | 0 | 0
1 | 29 | 7 | 1.9 | 1.1 | 94 | 0 | 0 | 0 | 107.782 | -8.8466 | 57.218 | 0 | 0 | 0 | 31.5535 | 0 | 0 | 350 | 0 | 0
1 | 29 | 8 | 2.1 | 1.3 | 94 | 0 | 0 | 0 | 119.1134 | 0.33133 | 45.8866 | 33.6687 | 0 | 0 | 31.6585 | 0 | 0 | 350 | 0 | 0
1 | 29 | 9 | 2.2 | 1.1 | 92 | 12 | 0 | 12 | 131.0989 | 7.7048 | 33.9011 | 26.2952 | 0 | 10.9742 | 31.7694 | 10.9742 | 52.1495 | 350 | 52.1495 | 0
1 | 29 | 10 | 2.4 | 1.4 | 93 | 91 | 28 | 84 | 144.0689 | 14.0656 | 20.9311 | 19.9344 | 19.8272 | 76.8196 | 31.8895 | 76.8196 | 365.0466 | 600 | 365.0466 | 0
1 | 29 | 11 | 2.6 | 1.3 | 91 | 153 | 78 | 128 | 158.1351 | 18.6489 | 6.8649 | 15.3511 | 61.7085 | 117.0584 | 32.0198 | 117.0584 | 556.2615 | 600 | 556.2615 | 0
1 | 29 | 12 | 2.7 | 1.1 | 89 | 193 | 58 | 172 | 173.0815 | 21.0158 | 8.0815 | 12.9842 | 47.2193 | 157.2972 | 32.1582 | 157.2972 | 747.4764 | 600 | 600 | 147.4764
1 | 29 | 13 | 2.9 | 1.1 | 88 | 204 | 60 | 181 | 188.3508 | 20.9084 | 23.3508 | 13.0916 | 46.527 | 165.5279 | 32.2995 | 165.5279 | 786.5886 | 600 | 600 | 186.5886
1 | 29 | 14 | 2.5 | 0.9 | 89 | 184 | 77 | 157 | 203.2418 | 18.3394 | 38.2418 | 15.6606 | 52.1859 | 143.5794 | 32.4374 | 143.5794 | 682.2895 | 600 | 600 | 82.2895
1 | 29 | 15 | 1.9 | 0.6 | 91 | 137 | 41 | 125 | 217.2223 | 13.5864 | 52.2223 | 20.4136 | 21.6368 | 114.3148 | 32.5669 | 114.3148 | 543.2242 | 600 | 543.2242 | 0
1 | 29 | 16 | 2 | 0.4 | 89 | 71 | 3 | 70 | 230.1078 | 7.1011 | 65.1078 | 26.8989 | 1.0082 | 64.0163 | 32.6862 | 64.0163 | 304.2055 | 900 | 304.2055 | 0
1 | 29 | 17 | 2.1 | 0.5 | 89 | 13 | 0 | 13 | 242.034 | -0.50539 | 77.034 | 0 | 0 | 11.8887 | 32.7966 | 11.8887 | 56.4953 | 900 | 56.4953 | 0
1 | 29 | 18 | 2.5 | 0.9 | 89 | 0 | 0 | 0 | 253.3466 | -9.6086 | 88.3466 | 0 | 0 | 0 | 32.9014 | 0 | 0 | 900 | 0 | 0
1 | 29 | 19 | 2.8 | 1.5 | 91 | 0 | 0 | 0 | 264.5276 | -18.9192 | 0 | 0 | 0 | 0 | 33.0049 | 0 | 0 | 900 | 0 | 0
1 | 29 | 20 | 2.8 | 1.5 | 91 | 0 | 0 | 0 | 276.1998 | -28.394 | 0 | 0 | 0 | 0 | 33.113 | 0 | 0 | 800 | 0 | 0
1 | 29 | 21 | 2.7 | 1.1 | 89 | 0 | 0 | 0 | 289.2038 | -37.6355 | 0 | 0 | 0 | 0 | 33.2334 | 0 | 0 | 700 | 0 | 0
1 | 29 | 22 | 2.5 | 0.6 | 87 | 0 | 0 | 0 | 304.7102 | -46.0846 | 0 | 0 | 0 | 0 | 33.3769 | 0 | 0 | 600 | 0 | 0
1 | 29 | 23 | 2 | 0.1 | 87 | 0 | 0 | 0 | 324.1419 | -52.8672 | 0 | 0 | 0 | 0 | 33.5569 | 0 | 0 | 500 | 0 | 0
1 | 29 | 24 | 1.9 | 0 | 87 | 0 | 0 | 0 | 348.1219 | -56.7214 | 0 | 0 | 0 | 0 | 33.7789 | 0 | 0 | 400 | 0 | 0
1 | 30 | 1 | 2.1 | -0.1 | 85 | 0 | 0 | 0 | 14.2125 | -56.515 | 0 | 0 | 0 | 0 | 30.6872 | 0 | 0 | 350 | 0 | 0
1 | 30 | 2 | 1.7 | 0.3 | 90 | 0 | 0 | 0 | 37.7997 | -52.3177 | 0 | 0 | 0 | 0 | 30.9056 | 0 | 0 | 350 | 0 | 0
1 | 30 | 3 | 2.2 | 0.9 | 91 | 0 | 0 | 0 | 56.7989 | -45.32 | 0 | 0 | 0 | 0 | 31.0815 | 0 | 0 | 350 | 0 | 0
1 | 30 | 4 | 2.8 | 1 | 88 | 0 | 0 | 0 | 72.0016 | -36.7543 | 0 | 0 | 0 | 0 | 31.2222 | 0 | 0 | 350 | 0 | 0
1 | 30 | 5 | 2.8 | 1 | 88 | 0 | 0 | 0 | 84.8281 | -27.4568 | 80.1719 | 0 | 0 | 0 | 31.341 | 0 | 0 | 350 | 0 | 0
1 | 30 | 6 | 3 | 1.4 | 89 | 0 | 0 | 0 | 96.4146 | -17.965 | 68.5854 | 0 | 0 | 0 | 31.4483 | 0 | 0 | 350 | 0 | 0
1 | 30 | 7 | 3.2 | 1.9 | 91 | 0 | 0 | 0 | 107.5766 | -8.6652 | 57.4234 | 0 | 0 | 0 | 31.5516 | 0 | 0 | 350 | 0 | 0
1 | 30 | 8 | 3 | 1.7 | 91 | 1 | 0 | 1 | 118.9227 | 0.4963 | 46.0773 | 33.5037 | 0 | 0.91452 | 31.6567 | 0.91452 | 4.3458 | 350 | 4.3458 | 0
1 | 30 | 9 | 3.3 | 2 | 91 | 25 | 0 | 25 | 130.926 | 7.9133 | 34.074 | 26.0867 | 0 | 22.863 | 31.7678 | 22.863 | 108.6448 | 350 | 108.6448 | 0
1 | 30 | 10 | 4.3 | 1.8 | 84 | 93 | 22 | 88 | 143.9205 | 14.2956 | 21.0795 | 19.7044 | 15.6272 | 80.4777 | 31.8882 | 80.4777 | 382.4298 | 600 | 382.4298 | 0
1 | 30 | 11 | 5.3 | 2.6 | 83 | 155 | 78 | 130 | 158.0216 | 18.8987 | 6.9784 | 15.1013 | 61.9047 | 118.8874 | 32.0187 | 118.8874 | 564.9531 | 600 | 564.9531 | 0
1 | 30 | 12 | 6 | 3.4 | 83 | 195 | 57 | 174 | 173.0136 | 21.2805 | 8.0136 | 12.7195 | 46.5611 | 159.1263 | 32.1575 | 159.1263 | 756.168 | 600 | 600 | 156.168
1 | 30 | 13 | 6.6 | 3.5 | 81 | 206 | 60 | 183 | 188.3342 | 21.1803 | 23.3342 | 12.8197 | 46.6984 | 167.3569 | 32.2994 | 167.3569 | 795.2802 | 600 | 600 | 195.2802
1 | 30 | 14 | 6.3 | 3.7 | 83 | 186 | 55 | 166 | 203.2743 | 18.61 | 38.2743 | 15.39 | 37.4335 | 151.8101 | 32.4377 | 151.8101 | 721.4017 | 600 | 600 | 121.4017
1 | 30 | 15 | 6.4 | 3.3 | 81 | 139 | 69 | 119 | 217.2952 | 13.8491 | 52.2952 | 20.1509 | 36.6045 | 108.8277 | 32.5675 | 108.8277 | 517.1494 | 600 | 517.1494 | 0
1 | 30 | 16 | 6.3 | 3.2 | 81 | 100 | 116 | 78 | 230.2111 | 7.3509 | 65.2111 | 26.6491 | 39.2777 | 71.3325 | 32.6871 | 71.3325 | 338.9719 | 900 | 338.9719 | 0
1 | 30 | 17 | 5.4 | 2.9 | 84 | 22 | 0 | 22 | 242.1598 | -0.11919 | 77.1598 | 0 | 0 | 20.1194 | 32.7978 | 20.1194 | 95.6075 | 900 | 95.6075 | 0
1 | 30 | 18 | 4.6 | 2.6 | 87 | 0 | 0 | 0 | 253.4895 | -9.373 | 88.4895 | 0 | 0 | 0 | 32.9027 | 0 | 0 | 900 | 0 | 0
1 | 30 | 19 | 4.2 | 2.2 | 87 | 0 | 0 | 0 | 264.6847 | -18.6888 | 0 | 0 | 0 | 0 | 33.0063 | 0 | 0 | 900 | 0 | 0
1 | 30 | 20 | 4.1 | 2.1 | 87 | 0 | 0 | 0 | 276.3687 | -28.1634 | 0 | 0 | 0 | 0 | 33.1145 | 0 | 0 | 800 | 0 | 0
1 | 30 | 21 | 4.1 | 2.1 | 87 | 0 | 0 | 0 | 289.3787 | -37.3986 | 0 | 0 | 0 | 0 | 33.235 | 0 | 0 | 700 | 0 | 0
1 | 30 | 22 | 3.7 | 1.7 | 87 | 0 | 0 | 0 | 304.8748 | -45.8348 | 0 | 0 | 0 | 0 | 33.3785 | 0 | 0 | 600 | 0 | 0
1 | 30 | 23 | 3.4 | 1.9 | 90 | 0 | 0 | 0 | 324.2551 | -52.601 | 0 | 0 | 0 | 0 | 33.5579 | 0 | 0 | 500 | 0 | 0
1 | 30 | 24 | 3.1 | 1.3 | 88 | 0 | 0 | 0 | 348.1171 | -56.4463 | 0 | 0 | 0 | 0 | 33.7789 | 0 | 0 | 400 | 0 | 0
1 | 31 | 1 | 2.7 | 0.6 | 86 | 0 | 0 | 0 | 14.0611 | -56.2527 | 0 | 0 | 0 | 0 | 30.6858 | 0 | 0 | 350 | 0 | 0
1 | 31 | 2 | 2.3 | 0.1 | 85 | 0 | 0 | 0 | 37.5595 | -52.0848 | 0 | 0 | 0 | 0 | 30.9033 | 0 | 0 | 350 | 0 | 0
1 | 31 | 3 | 2.1 | 0.5 | 89 | 0 | 0 | 0 | 56.5369 | -45.1152 | 0 | 0 | 0 | 0 | 31.079 | 0 | 0 | 350 | 0 | 0
1 | 31 | 4 | 2.2 | 0.6 | 89 | 0 | 0 | 0 | 71.7483 | -36.5676 | 0 | 0 | 0 | 0 | 31.2199 | 0 | 0 | 350 | 0 | 0
1 | 31 | 5 | 2.1 | 0.5 | 89 | 0 | 0 | 0 | 84.5911 | -27.2781 | 80.4089 | 0 | 0 | 0 | 31.3388 | 0 | 0 | 350 | 0 | 0
1 | 31 | 6 | 2.2 | 0.3 | 87 | 0 | 0 | 0 | 96.1938 | -17.7856 | 68.8062 | 0 | 0 | 0 | 31.4462 | 0 | 0 | 350 | 0 | 0
1 | 31 | 7 | 2.4 | -0.3 | 82 | 0 | 0 | 0 | 107.3705 | -8.4776 | 57.6295 | 0 | 0 | 0 | 31.5497 | 0 | 0 | 350 | 0 | 0
1 | 31 | 8 | 2.8 | 0.4 | 84 | 1 | 0 | 1 | 118.7315 | 0.66874 | 46.2685 | 33.3313 | 0 | 0.91452 | 31.6549 | 0.91452 | 4.3458 | 350 | 4.3458 | 0
1 | 31 | 9 | 3.1 | 0.4 | 82 | 27 | 0 | 27 | 130.7528 | 8.1279 | 34.2472 | 25.8721 | 0 | 24.692 | 31.7662 | 24.692 | 117.3364 | 350 | 117.3364 | 0
1 | 31 | 10 | 3.4 | -0.1 | 78 | 148 | 194 | 104 | 143.7726 | 14.5317 | 21.2274 | 19.4683 | 138.2435 | 95.11 | 31.8868 | 95.11 | 451.9625 | 600 | 451.9625 | 0
1 | 31 | 11 | 3 | -0.6 | 77 | 261 | 450 | 117 | 157.9096 | 19.1542 | 7.0904 | 14.8458 | 358.2956 | 106.9987 | 32.0177 | 106.9987 | 508.4578 | 600 | 508.4578 | 0
1 | 31 | 12 | 3.1 | -1.4 | 71 | 329 | 630 | 91 | 172.9483 | 21.5506 | 7.9483 | 12.4494 | 516.3666 | 83.2212 | 32.1569 | 83.2212 | 395.4672 | 600 | 395.4672 | 0
1 | 31 | 13 | 3.5 | -1.8 | 67 | 348 | 667 | 86 | 188.3215 | 21.4571 | 23.3215 | 12.5429 | 521.0477 | 78.6486 | 32.2993 | 78.6486 | 373.7382 | 600 | 373.7382 | 0
1 | 31 | 14 | 3.7 | -2.2 | 64 | 316 | 626 | 87 | 203.3115 | 18.8848 | 38.3115 | 15.1152 | 427.8615 | 79.5631 | 32.4381 | 79.5631 | 378.084 | 600 | 378.084 | 0
1 | 31 | 15 | 4 | -2.2 | 63 | 237 | 513 | 83 | 217.3734 | 14.1153 | 52.3734 | 19.8847 | 273.5663 | 75.9051 | 32.5683 | 75.9051 | 360.7008 | 600 | 360.7008 | 0
1 | 31 | 16 | 3.4 | -2.3 | 65 | 126 | 272 | 73 | 230.32 | 7.6037 | 65.32 | 26.3963 | 92.7893 | 66.7599 | 32.6881 | 66.7599 | 317.2429 | 900 | 317.2429 | 0
1 | 31 | 17 | 2.4 | -1.6 | 74 | 25 | 9 | 24 | 242.2911 | 0.15086 | 77.2911 | 33.8491 | 1.1268 | 21.9485 | 32.799 | 21.9485 | 104.299 | 900 | 104.299 | 0
1 | 31 | 18 | 1.4 | -1.2 | 82 | 0 | 0 | 0 | 253.6381 | -9.1351 | 88.6381 | 0 | 0 | 0 | 32.9041 | 0 | 0 | 900 | 0 | 0
1 | 31 | 19 | 1.7 | -1.5 | 78 | 0 | 0 | 0 | 264.8476 | -18.4564 | 0 | 0 | 0 | 0 | 33.0078 | 0 | 0 | 900 | 0 | 0
1 | 31 | 20 | 1.7 | -1.9 | 75 | 0 | 0 | 0 | 276.5433 | -27.9307 | 0 | 0 | 0 | 0 | 33.1161 | 0 | 0 | 800 | 0 | 0
1 | 31 | 21 | 1.8 | -2.4 | 72 | 0 | 0 | 0 | 289.5597 | -37.1593 | 0 | 0 | 0 | 0 | 33.2367 | 0 | 0 | 700 | 0 | 0
1 | 31 | 22 | 2 | -2.4 | 71 | 0 | 0 | 0 | 305.0457 | -45.5822 | 0 | 0 | 0 | 0 | 33.3801 | 0 | 0 | 600 | 0 | 0
1 | 31 | 23 | 2.7 | -1.6 | 72 | 0 | 0 | 0 | 324.375 | -52.3311 | 0 | 0 | 0 | 0 | 33.559 | 0 | 0 | 500 | 0 | 0
1 | 31 | 24 | 3.8 | 0.2 | 77 | 0 | 0 | 0 | 348.1194 | -56.1665 | 0 | 0 | 0 | 0 | 33.7789 | 0 | 0 | 400 | 0 | 0
2 | 1 | 1 | 5 | 2.4 | 83 | 0 | 0 | 0 | 13.916 | -55.9847 | 0 | 0 | 0 | 0 | 30.6844 | 0 | 0 | 350 | 0 | 0
2 | 1 | 2 | 6.1 | 4.6 | 90 | 0 | 0 | 0 | 37.323 | -51.8454 | 0 | 0 | 0 | 0 | 30.9011 | 0 | 0 | 350 | 0 | 0
2 | 1 | 3 | 6.9 | 6.1 | 95 | 0 | 0 | 0 | 56.2764 | -44.9037 | 0 | 0 | 0 | 0 | 31.0766 | 0 | 0 | 350 | 0 | 0
2 | 1 | 4 | 7.2 | 6.8 | 97 | 0 | 0 | 0 | 71.4953 | -36.3744 | 0 | 0 | 0 | 0 | 31.2175 | 0 | 0 | 350 | 0 | 0
2 | 1 | 5 | 7.1 | 6.9 | 98 | 0 | 0 | 0 | 84.3538 | -27.0929 | 80.6462 | 0 | 0 | 0 | 31.3366 | 0 | 0 | 350 | 0 | 0
2 | 1 | 6 | 7.1 | 6.8 | 98 | 0 | 0 | 0 | 95.9723 | -17.5998 | 69.0277 | 0 | 0 | 0 | 31.4442 | 0 | 0 | 350 | 0 | 0
2 | 1 | 7 | 6.7 | 6.5 | 99 | 0 | 0 | 0 | 107.1637 | -8.2838 | 57.8363 | 0 | 0 | 0 | 31.5478 | 0 | 0 | 350 | 0 | 0
2 | 1 | 8 | 6.8 | 6.4 | 97 | 0 | 0 | 0 | 118.5398 | 0.8486 | 46.4602 | 33.1514 | 0 | 0 | 31.6531 | 0 | 0 | 350 | 0 | 0
2 | 1 | 9 | 7 | 6.5 | 97 | 14 | 0 | 14 | 130.5796 | 8.3486 | 34.4204 | 25.6514 | 0 | 12.8033 | 31.7646 | 12.8033 | 60.8411 | 350 | 60.8411 | 0
2 | 1 | 10 | 7.4 | 6.3 | 93 | 48 | 0 | 48 | 143.6253 | 14.7737 | 21.3747 | 19.2263 | 0 | 43.8969 | 31.8854 | 43.8969 | 208.5981 | 600 | 208.5981 | 0
2 | 1 | 11 | 7.7 | 6.1 | 90 | 79 | 0 | 79 | 157.7991 | 19.4154 | 7.2009 | 14.5846 | 0 | 72.247 | 32.0167 | 72.247 | 343.3177 | 600 | 343.3177 | 0
2 | 1 | 12 | 8.4 | 5.7 | 83 | 100 | 0 | 100 | 172.8858 | 21.8261 | 7.8858 | 12.1739 | 0 | 91.4519 | 32.1563 | 91.4519 | 434.5793 | 600 | 434.5793 | 0
2 | 1 | 13 | 8.2 | 5.5 | 83 | 105 | 0 | 105 | 188.3126 | 21.7387 | 23.3126 | 12.2613 | 0 | 96.0245 | 32.2992 | 96.0245 | 456.3083 | 600 | 456.3083 | 0
2 | 1 | 14 | 8.6 | 5.3 | 80 | 96 | 0 | 96 | 203.3535 | 19.1638 | 38.3535 | 14.8362 | 0 | 87.7938 | 32.4385 | 87.7938 | 417.1962 | 600 | 417.1962 | 0
2 | 1 | 15 | 7.8 | 6.6 | 92 | 72 | 0 | 72 | 217.457 | 14.385 | 52.457 | 19.615 | 0 | 65.8454 | 32.569 | 65.8454 | 312.8971 | 600 | 312.8971 | 0
2 | 1 | 16 | 7.7 | 6.2 | 90 | 39 | 0 | 39 | 230.4344 | 7.8595 | 65.4344 | 26.1405 | 0 | 35.6662 | 32.6892 | 35.6662 | 169.4859 | 900 | 169.4859 | 0
2 | 1 | 17 | 7.5 | 6.7 | 95 | 8 | 0 | 8 | 242.428 | 0.35897 | 77.428 | 33.641 | 0 | 7.3162 | 32.8003 | 7.3162 | 34.7663 | 900 | 34.7663 | 0
2 | 1 | 18 | 7.1 | 6 | 93 | 0 | 0 | 0 | 253.7922 | -8.8952 | 88.7922 | 0 | 0 | 0 | 32.9055 | 0 | 0 | 900 | 0 | 0
2 | 1 | 19 | 7.1 | 5 | 86 | 0 | 0 | 0 | 265.0161 | -18.2221 | 0 | 0 | 0 | 0 | 33.0094 | 0 | 0 | 900 | 0 | 0
2 | 1 | 20 | 7.1 | 5.5 | 90 | 0 | 0 | 0 | 276.7237 | -27.696 | 0 | 0 | 0 | 0 | 33.1178 | 0 | 0 | 800 | 0 | 0
2 | 1 | 21 | 7.2 | 5.7 | 90 | 0 | 0 | 0 | 289.7466 | -36.9177 | 0 | 0 | 0 | 0 | 33.2384 | 0 | 0 | 700 | 0 | 0
2 | 1 | 22 | 7.1 | 5.2 | 88 | 0 | 0 | 0 | 305.2228 | -45.3266 | 0 | 0 | 0 | 0 | 33.3817 | 0 | 0 | 600 | 0 | 0
2 | 1 | 23 | 7.3 | 5.2 | 87 | 0 | 0 | 0 | 324.5014 | -52.0576 | 0 | 0 | 0 | 0 | 33.5602 | 0 | 0 | 500 | 0 | 0
2 | 1 | 24 | 7.3 | 5.2 | 87 | 0 | 0 | 0 | 348.1284 | -55.882 | 0 | 0 | 0 | 0 | 33.779 | 0 | 0 | 400 | 0 | 0
2 | 2 | 1 | 7.3 | 6 | 91 | 0 | 0 | 0 | 13.7769 | -55.7109 | 0 | 0 | 0 | 0 | 30.6831 | 0 | 0 | 350 | 0 | 0
2 | 2 | 2 | 7.1 | 6 | 93 | 0 | 0 | 0 | 37.0905 | -51.5997 | 0 | 0 | 0 | 0 | 30.899 | 0 | 0 | 350 | 0 | 0
2 | 2 | 3 | 7 | 5.9 | 93 | 0 | 0 | 0 | 56.0176 | -44.6857 | 0 | 0 | 0 | 0 | 31.0742 | 0 | 0 | 350 | 0 | 0
2 | 2 | 4 | 7 | 5.5 | 90 | 0 | 0 | 0 | 71.2425 | -36.1747 | 0 | 0 | 0 | 0 | 31.2152 | 0 | 0 | 350 | 0 | 0
2 | 2 | 5 | 6.1 | 5.2 | 94 | 0 | 0 | 0 | 84.1161 | -26.9014 | 80.8839 | 0 | 0 | 0 | 31.3344 | 0 | 0 | 350 | 0 | 0
2 | 2 | 6 | 4.9 | 4.5 | 97 | 0 | 0 | 0 | 95.7502 | -17.408 | 69.2498 | 0 | 0 | 0 | 31.4421 | 0 | 0 | 350 | 0 | 0
2 | 2 | 7 | 4.2 | 3.2 | 93 | 0 | 0 | 0 | 106.9564 | -8.0839 | 58.0436 | 0 | 0 | 0 | 31.5459 | 0 | 0 | 350 | 0 | 0
2 | 2 | 8 | 3.8 | 3.6 | 99 | 2 | 0 | 2 | 118.3477 | 1.0358 | 46.6523 | 32.9642 | 0 | 1.829 | 31.6514 | 1.829 | 8.6916 | 350 | 8.6916 | 0
2 | 2 | 9 | 4.4 | 4 | 97 | 40 | 16 | 38 | 130.4065 | 8.5753 | 34.5935 | 25.4247 | 9.2608 | 34.7517 | 31.763 | 34.7517 | 165.1401 | 350 | 165.1401 | 0
2 | 2 | 10 | 5 | 3.9 | 93 | 132 | 139 | 99 | 143.4787 | 15.0215 | 21.5213 | 18.9785 | 99.705 | 90.5374 | 31.8841 | 90.5374 | 430.2335 | 600 | 430.2335 | 0
2 | 2 | 11 | 5.6 | 3.8 | 88 | 215 | 268 | 127 | 157.6901 | 19.6823 | 7.3099 | 14.3177 | 214.793 | 116.1439 | 32.0156 | 116.1439 | 551.9157 | 600 | 551.9157 | 0
2 | 2 | 12 | 5.7 | 3.3 | 85 | 269 | 308 | 150 | 172.8259 | 22.1069 | 7.8259 | 11.8931 | 254.1783 | 137.1778 | 32.1558 | 137.1778 | 651.869 | 600 | 600 | 51.869
2 | 2 | 13 | 6 | 3.1 | 82 | 324 | 453 | 142 | 188.3076 | 22.0251 | 23.3076 | 11.9749 | 356.5013 | 129.8617 | 32.2991 | 129.8617 | 617.1026 | 600 | 600 | 17.1026
2 | 2 | 14 | 6.1 | 2.4 | 77 | 322 | 575 | 106 | 203.4003 | 19.4468 | 38.4003 | 14.5532 | 396.3164 | 96.939 | 32.4389 | 96.939 | 460.6541 | 600 | 460.6541 | 0
2 | 2 | 15 | 6.6 | 2.5 | 75 | 246 | 516 | 87 | 217.5458 | 14.658 | 52.5458 | 19.342 | 278.0103 | 79.5631 | 32.5699 | 79.5631 | 378.084 | 600 | 378.084 | 0
2 | 2 | 16 | 6.3 | 2.7 | 78 | 134 | 332 | 67 | 230.5543 | 8.1181 | 65.5543 | 25.8819 | 114.9266 | 61.2728 | 32.6903 | 61.2728 | 291.1681 | 900 | 291.1681 | 0
2 | 2 | 17 | 6 | 3.6 | 85 | 25 | 6 | 25 | 242.5704 | 0.57269 | 77.5704 | 33.4273 | 0.77185 | 22.863 | 32.8016 | 22.863 | 108.6448 | 900 | 108.6448 | 0
2 | 2 | 18 | 6.1 | 3.9 | 86 | 0 | 0 | 0 | 253.9519 | -8.6534 | 88.9519 | 0 | 0 | 0 | 32.907 | 0 | 0 | 900 | 0 | 0
2 | 2 | 19 | 5.2 | 3.8 | 91 | 0 | 0 | 0 | 265.1901 | -17.9859 | 0 | 0 | 0 | 0 | 33.011 | 0 | 0 | 900 | 0 | 0
2 | 2 | 20 | 5 | 4.1 | 94 | 0 | 0 | 0 | 276.9098 | -27.4594 | 0 | 0 | 0 | 0 | 33.1195 | 0 | 0 | 800 | 0 | 0
2 | 2 | 21 | 4.7 | 4 | 95 | 0 | 0 | 0 | 289.9393 | -36.6739 | 0 | 0 | 0 | 0 | 33.2402 | 0 | 0 | 700 | 0 | 0
2 | 2 | 22 | 4.2 | 4 | 99 | 0 | 0 | 0 | 305.4059 | -45.0683 | 0 | 0 | 0 | 0 | 33.3834 | 0 | 0 | 600 | 0 | 0
2 | 2 | 23 | 4.2 | 4.2 | 100 | 0 | 0 | 0 | 324.6341 | -51.7805 | 0 | 0 | 0 | 0 | 33.5614 | 0 | 0 | 500 | 0 | 0
2 | 2 | 24 | 4.4 | 4.4 | 100 | 0 | 0 | 0 | 348.1441 | -55.5931 | 0 | 0 | 0 | 0 | 33.7791 | 0 | 0 | 400 | 0 | 0
2 | 3 | 1 | 4.5 | 4.5 | 100 | 0 | 0 | 0 | 13.644 | -55.4315 | 0 | 0 | 0 | 0 | 30.6819 | 0 | 0 | 350 | 0 | 0
2 | 3 | 2 | 4 | 3.8 | 99 | 0 | 0 | 0 | 36.862 | -51.3476 | 0 | 0 | 0 | 0 | 30.8969 | 0 | 0 | 350 | 0 | 0
2 | 3 | 3 | 4.7 | 3.9 | 95 | 0 | 0 | 0 | 55.7606 | -44.4611 | 0 | 0 | 0 | 0 | 31.0719 | 0 | 0 | 350 | 0 | 0
2 | 3 | 4 | 5.1 | 3.9 | 92 | 0 | 0 | 0 | 70.9903 | -35.9686 | 0 | 0 | 0 | 0 | 31.2129 | 0 | 0 | 350 | 0 | 0
2 | 3 | 5 | 5.4 | 4.4 | 93 | 0 | 0 | 0 | 83.8782 | -26.7037 | 81.1218 | 0 | 0 | 0 | 31.3322 | 0 | 0 | 350 | 0 | 0
2 | 3 | 6 | 5.7 | 4.8 | 94 | 0 | 0 | 0 | 95.5277 | -17.21 | 69.4723 | 0 | 0 | 0 | 31.4401 | 0 | 0 | 350 | 0 | 0
2 | 3 | 7 | 5.9 | 5 | 94 | 0 | 0 | 0 | 106.7486 | -7.8779 | 58.2514 | 0 | 0 | 0 | 31.544 | 0 | 0 | 350 | 0 | 0
2 | 3 | 8 | 6.1 | 5.4 | 95 | 1 | 0 | 1 | 118.1553 | 1.2304 | 46.8447 | 32.7696 | 0 | 0.91452 | 31.6496 | 0.91452 | 4.3458 | 350 | 4.3458 | 0
2 | 3 | 9 | 6.3 | 5.4 | 94 | 32 | 0 | 32 | 130.2333 | 8.8078 | 34.7667 | 25.1922 | 0 | 29.2646 | 31.7614 | 29.2646 | 139.0654 | 350 | 139.0654 | 0
2 | 3 | 10 | 6.3 | 5.2 | 93 | 102 | 26 | 96 | 143.3327 | 15.2751 | 21.6673 | 18.7249 | 18.7131 | 87.7938 | 31.8827 | 87.7938 | 417.1962 | 600 | 417.1962 | 0
2 | 3 | 11 | 6.6 | 5.5 | 93 | 166 | 83 | 138 | 157.5828 | 19.9547 | 7.4172 | 14.0453 | 66.7448 | 126.2036 | 32.0147 | 126.2036 | 599.7195 | 600 | 599.7195 | 0
2 | 3 | 12 | 7.2 | 5.7 | 90 | 207 | 60 | 184 | 172.7688 | 22.3928 | 7.7688 | 11.6072 | 49.6864 | 168.2715 | 32.1553 | 168.2715 | 799.626 | 600 | 600 | 199.626
2 | 3 | 13 | 7.8 | 6 | 88 | 219 | 62 | 193 | 188.3066 | 22.316 | 23.3066 | 11.684 | 48.9736 | 176.5021 | 32.2991 | 176.5021 | 838.7381 | 600 | 600 | 238.7381
2 | 3 | 14 | 7.8 | 6.5 | 91 | 199 | 57 | 177 | 203.4519 | 19.7338 | 38.4519 | 14.2662 | 39.4512 | 161.8698 | 32.4394 | 161.8698 | 769.2054 | 600 | 600 | 169.2054
2 | 3 | 15 | 7.9 | 6.4 | 90 | 75 | 0 | 75 | 217.6399 | 14.9342 | 52.6399 | 19.0658 | 0 | 68.5889 | 32.5707 | 68.5889 | 325.9345 | 600 | 325.9345 | 0
2 | 3 | 16 | 8.2 | 6.6 | 90 | 84 | 23 | 79 | 230.6796 | 8.3794 | 65.6796 | 25.6206 | 8.019 | 72.247 | 32.6915 | 72.247 | 343.3177 | 900 | 343.3177 | 0
2 | 3 | 17 | 8.8 | 6.6 | 86 | 18 | 0 | 18 | 242.7183 | 0.79172 | 77.7183 | 33.2083 | 0 | 16.4613 | 32.8029 | 16.4613 | 78.2243 | 900 | 78.2243 | 0
2 | 3 | 18 | 8.2 | 6.7 | 90 | 0 | 0 | 0 | 254.117 | -8.4096 | 89.117 | 0 | 0 | 0 | 32.9085 | 0 | 0 | 900 | 0 | 0
2 | 3 | 19 | 7.8 | 6.5 | 91 | 0 | 0 | 0 | 265.3695 | -17.748 | 0 | 0 | 0 | 0 | 33.0127 | 0 | 0 | 900 | 0 | 0
2 | 3 | 20 | 7.7 | 6.6 | 93 | 0 | 0 | 0 | 277.1014 | -27.221 | 0 | 0 | 0 | 0 | 33.1213 | 0 | 0 | 800 | 0 | 0
2 | 3 | 21 | 7.7 | 6.9 | 95 | 0 | 0 | 0 | 290.1377 | -36.4279 | 0 | 0 | 0 | 0 | 33.242 | 0 | 0 | 700 | 0 | 0
2 | 3 | 22 | 7.7 | 6.6 | 93 | 0 | 0 | 0 | 305.5949 | -44.8073 | 0 | 0 | 0 | 0 | 33.3851 | 0 | 0 | 600 | 0 | 0
2 | 3 | 23 | 7 | 6.4 | 96 | 0 | 0 | 0 | 324.7729 | -51.4999 | 0 | 0 | 0 | 0 | 33.5627 | 0 | 0 | 500 | 0 | 0
2 | 3 | 24 | 6.8 | 6.3 | 97 | 0 | 0 | 0 | 348.1662 | -55.2997 | 0 | 0 | 0 | 0 | 33.7793 | 0 | 0 | 400 | 0 | 0
2 | 4 | 1 | 6.6 | 6.2 | 97 | 0 | 0 | 0 | 13.5171 | -55.1467 | 0 | 0 | 0 | 0 | 30.6807 | 0 | 0 | 350 | 0 | 0
2 | 4 | 2 | 6.4 | 6 | 97 | 0 | 0 | 0 | 36.6376 | -51.0893 | 0 | 0 | 0 | 0 | 30.8948 | 0 | 0 | 350 | 0 | 0
2 | 4 | 3 | 6.7 | 6.3 | 97 | 0 | 0 | 0 | 55.5057 | -44.2302 | 0 | 0 | 0 | 0 | 31.0695 | 0 | 0 | 350 | 0 | 0
2 | 4 | 4 | 6.4 | 6 | 97 | 0 | 0 | 0 | 70.7388 | -35.7562 | 0 | 0 | 0 | 0 | 31.2105 | 0 | 0 | 350 | 0 | 0
2 | 4 | 5 | 5.8 | 5.6 | 99 | 0 | 0 | 0 | 83.6404 | -26.4998 | 81.3596 | 0 | 0 | 0 | 31.33 | 0 | 0 | 350 | 0 | 0
2 | 4 | 6 | 5.7 | 5.5 | 99 | 0 | 0 | 0 | 95.3049 | -17.006 | 69.6951 | 0 | 0 | 0 | 31.438 | 0 | 0 | 350 | 0 | 0
2 | 4 | 7 | 6 | 5.6 | 97 | 0 | 0 | 0 | 106.5404 | -7.666 | 58.4596 | 0 | 0 | 0 | 31.542 | 0 | 0 | 350 | 0 | 0
2 | 4 | 8 | 6 | 5.4 | 96 | 2 | 0 | 2 | 117.9627 | 1.4321 | 47.0373 | 32.5679 | 0 | 1.829 | 31.6478 | 1.829 | 8.6916 | 350 | 8.6916 | 0
2 | 4 | 9 | 6.7 | 6 | 95 | 55 | 95 | 44 | 130.0603 | 9.046 | 34.9397 | 24.954 | 55.3895 | 40.2388 | 31.7598 | 40.2388 | 191.2149 | 350 | 191.2149 | 0
2 | 4 | 10 | 7.3 | 6.4 | 94 | 138 | 122 | 108 | 143.1874 | 15.5342 | 21.8126 | 18.4658 | 88.1109 | 98.768 | 31.8814 | 98.768 | 469.3457 | 600 | 469.3457 | 0
2 | 4 | 11 | 7.9 | 6.6 | 91 | 222 | 269 | 131 | 157.4771 | 20.2326 | 7.5229 | 13.7674 | 217.0508 | 119.802 | 32.0137 | 119.802 | 569.2989 | 600 | 569.2989 | 0
2 | 4 | 12 | 8.5 | 7 | 90 | 210 | 92 | 173 | 172.7145 | 22.6839 | 7.7145 | 11.3161 | 76.4504 | 158.2118 | 32.1548 | 158.2118 | 751.8222 | 600 | 600 | 151.8222
2 | 4 | 13 | 8.8 | 7.1 | 89 | 222 | 62 | 196 | 188.3095 | 22.6115 | 23.3095 | 11.3885 | 49.1552 | 179.2457 | 32.2992 | 179.2457 | 851.7755 | 600 | 600 | 251.7755
2 | 4 | 14 | 9 | 7.3 | 89 | 202 | 58 | 180 | 203.5084 | 20.0245 | 38.5084 | 13.9755 | 40.3103 | 164.6134 | 32.4399 | 164.6134 | 782.2428 | 600 | 600 | 182.2428
2 | 4 | 15 | 9.3 | 7.4 | 88 | 154 | 53 | 137 | 217.7393 | 15.2135 | 52.7393 | 18.7865 | 28.8451 | 125.2891 | 32.5717 | 125.2891 | 595.3737 | 600 | 595.3737 | 0
2 | 4 | 16 | 9.3 | 7.6 | 89 | 86 | 11 | 84 | 230.8104 | 8.6433 | 65.8104 | 25.3567 | 3.8623 | 76.8196 | 32.6927 | 76.8196 | 365.0466 | 900 | 365.0466 | 0
2 | 4 | 17 | 9 | 7.7 | 92 | 9 | 0 | 9 | 242.8716 | 1.0157 | 77.8716 | 32.9843 | 0 | 8.2307 | 32.8044 | 8.2307 | 39.1121 | 900 | 39.1121 | 0
2 | 4 | 18 | 9 | 7.7 | 92 | 0 | 0 | 0 | 254.2874 | -8.164 | 89.2874 | 0 | 0 | 0 | 32.9101 | 0 | 0 | 900 | 0 | 0
2 | 4 | 19 | 9.2 | 7.7 | 90 | 0 | 0 | 0 | 265.5544 | -17.5084 | 0 | 0 | 0 | 0 | 33.0144 | 0 | 0 | 900 | 0 | 0
2 | 4 | 20 | 9.1 | 7.6 | 90 | 0 | 0 | 0 | 277.2984 | -26.9807 | 0 | 0 | 0 | 0 | 33.1231 | 0 | 0 | 800 | 0 | 0
2 | 4 | 21 | 8.7 | 7.2 | 90 | 0 | 0 | 0 | 290.3416 | -36.1798 | 0 | 0 | 0 | 0 | 33.2439 | 0 | 0 | 700 | 0 | 0
2 | 4 | 22 | 9.4 | 7.1 | 86 | 0 | 0 | 0 | 305.7896 | -44.5437 | 0 | 0 | 0 | 0 | 33.3869 | 0 | 0 | 600 | 0 | 0
2 | 4 | 23 | 9.4 | 7.1 | 86 | 0 | 0 | 0 | 324.9177 | -51.216 | 0 | 0 | 0 | 0 | 33.5641 | 0 | 0 | 500 | 0 | 0
2 | 4 | 24 | 10.1 | 7.2 | 82 | 0 | 0 | 0 | 348.1947 | -55.002 | 0 | 0 | 0 | 0 | 33.7796 | 0 | 0 | 400 | 0 | 0
2 | 5 | 1 | 9.5 | 7.2 | 86 | 0 | 0 | 0 | 13.3963 | -54.8565 | 0 | 0 | 0 | 0 | 30.6796 | 0 | 0 | 350 | 0 | 0
2 | 5 | 2 | 9.6 | 7.3 | 86 | 0 | 0 | 0 | 36.4174 | -50.825 | 0 | 0 | 0 | 0 | 30.8928 | 0 | 0 | 350 | 0 | 0
2 | 5 | 3 | 9.1 | 7.2 | 88 | 0 | 0 | 0 | 55.253 | -43.993 | 0 | 0 | 0 | 0 | 31.0672 | 0 | 0 | 350 | 0 | 0
2 | 5 | 4 | 8.8 | 7.1 | 89 | 0 | 0 | 0 | 70.488 | -35.5375 | 0 | 0 | 0 | 0 | 31.2082 | 0 | 0 | 350 | 0 | 0
2 | 5 | 5 | 8.5 | 7.2 | 92 | 0 | 0 | 0 | 83.4026 | -26.2899 | 81.5974 | 0 | 0 | 0 | 31.3278 | 0 | 0 | 350 | 0 | 0
2 | 5 | 6 | 8.3 | 7 | 92 | 0 | 0 | 0 | 95.0818 | -16.7961 | 69.9182 | 0 | 0 | 0 | 31.4359 | 0 | 0 | 350 | 0 | 0
2 | 5 | 7 | 8 | 6.9 | 93 | 0 | 0 | 0 | 106.3318 | -7.4481 | 58.6682 | 0 | 0 | 0 | 31.5401 | 0 | 0 | 350 | 0 | 0
2 | 5 | 8 | 7.8 | 6.9 | 94 | 2 | 0 | 2 | 117.7699 | 1.6409 | 47.2301 | 32.3591 | 0 | 1.829 | 31.646 | 1.829 | 8.6916 | 350 | 8.6916 | 0
2 | 5 | 9 | 8.1 | 7 | 93 | 35 | 0 | 35 | 129.8874 | 9.29 | 35.1126 | 24.71 | 0 | 32.0082 | 31.7582 | 32.0082 | 152.1028 | 350 | 152.1028 | 0
2 | 5 | 10 | 8.3 | 7 | 92 | 107 | 32 | 99 | 143.0428 | 15.7989 | 21.9572 | 18.2011 | 23.1921 | 90.5374 | 31.88 | 90.5374 | 430.2335 | 600 | 430.2335 | 0
2 | 5 | 11 | 8.4 | 7.1 | 92 | 172 | 61 | 151 | 157.373 | 20.5158 | 7.627 | 13.4842 | 49.3882 | 138.0923 | 32.0127 | 138.0923 | 656.2148 | 600 | 600 | 56.2148
2 | 5 | 12 | 9.2 | 7.7 | 90 | 213 | 60 | 189 | 172.6629 | 22.9798 | 7.6629 | 11.0202 | 50.0329 | 172.8441 | 32.1543 | 172.8441 | 821.3549 | 600 | 600 | 221.3549
2 | 5 | 13 | 9.3 | 7.9 | 91 | 225 | 62 | 199 | 188.3164 | 22.9114 | 23.3164 | 11.0886 | 49.3373 | 181.9892 | 32.2992 | 181.9892 | 864.8129 | 600 | 600 | 264.8129
2 | 5 | 14 | 9.6 | 8.1 | 90 | 205 | 58 | 182 | 203.5696 | 20.3189 | 38.5696 | 13.6811 | 40.477 | 166.4424 | 32.4405 | 166.4424 | 790.9344 | 600 | 600 | 190.9344
2 | 5 | 15 | 9.7 | 8.2 | 90 | 157 | 53 | 140 | 217.844 | 15.4958 | 52.844 | 18.5042 | 28.9889 | 128.0326 | 32.5726 | 128.0326 | 608.4111 | 600 | 600 | 8.4111
2 | 5 | 16 | 9.8 | 8.4 | 91 | 89 | 12 | 86 | 230.9467 | 8.9097 | 65.9467 | 25.0903 | 4.2428 | 78.6486 | 32.694 | 78.6486 | 373.7382 | 900 | 373.7382 | 0
2 | 5 | 17 | 9.5 | 8.2 | 92 | 20 | 0 | 20 | 243.0303 | 1.2444 | 78.0303 | 32.7556 | 0 | 18.2904 | 32.8058 | 18.2904 | 86.9159 | 900 | 86.9159 | 0
2 | 5 | 18 | 9.5 | 8.3 | 92 | 0 | 0 | 0 | 254.4632 | -7.9167 | 89.4632 | 0 | 0 | 0 | 32.9117 | 0 | 0 | 900 | 0 | 0
2 | 5 | 19 | 9.3 | 8.3 | 93 | 0 | 0 | 0 | 265.7445 | -17.2672 | 0 | 0 | 0 | 0 | 33.0162 | 0 | 0 | 900 | 0 | 0
2 | 5 | 20 | 8.4 | 8 | 97 | 0 | 0 | 0 | 277.5007 | -26.7388 | 0 | 0 | 0 | 0 | 33.125 | 0 | 0 | 800 | 0 | 0
2 | 5 | 21 | 8.3 | 8.1 | 99 | 0 | 0 | 0 | 290.5509 | -35.9297 | 0 | 0 | 0 | 0 | 33.2458 | 0 | 0 | 700 | 0 | 0
2 | 5 | 22 | 8.1 | 7.9 | 99 | 0 | 0 | 0 | 305.9898 | -44.2775 | 0 | 0 | 0 | 0 | 33.3888 | 0 | 0 | 600 | 0 | 0
2 | 5 | 23 | 7.9 | 7.9 | 100 | 0 | 0 | 0 | 325.0682 | -50.9288 | 0 | 0 | 0 | 0 | 33.5654 | 0 | 0 | 500 | 0 | 0
2 | 5 | 24 | 8.1 | 8.1 | 100 | 0 | 0 | 0 | 348.2294 | -54.7001 | 0 | 0 | 0 | 0 | 33.7799 | 0 | 0 | 400 | 0 | 0
2 | 6 | 1 | 8.1 | 8.1 | 100 | 0 | 0 | 0 | 13.2814 | -54.5612 | 0 | 0 | 0 | 0 | 30.6785 | 0 | 0 | 350 | 0 | 0
2 | 6 | 2 | 8.3 | 8.3 | 100 | 0 | 0 | 0 | 36.2015 | -50.5547 | 0 | 0 | 0 | 0 | 30.8908 | 0 | 0 | 350 | 0 | 0
2 | 6 | 3 | 8.4 | 8 | 97 | 0 | 0 | 0 | 55.0025 | -43.7495 | 0 | 0 | 0 | 0 | 31.0648 | 0 | 0 | 350 | 0 | 0
2 | 6 | 4 | 8.4 | 8 | 97 | 0 | 0 | 0 | 70.2382 | -35.3127 | 0 | 0 | 0 | 0 | 31.2059 | 0 | 0 | 350 | 0 | 0
2 | 6 | 5 | 8.5 | 7.8 | 95 | 0 | 0 | 0 | 83.1649 | -26.0739 | 81.8351 | 0 | 0 | 0 | 31.3256 | 0 | 0 | 350 | 0 | 0
2 | 6 | 6 | 8.2 | 7.6 | 96 | 0 | 0 | 0 | 94.8585 | -16.5803 | 70.1415 | 0 | 0 | 0 | 31.4339 | 0 | 0 | 350 | 0 | 0
2 | 6 | 7 | 7.6 | 7.4 | 99 | 0 | 0 | 0 | 106.1231 | -7.2245 | 58.8769 | 0 | 0 | 0 | 31.5382 | 0 | 0 | 350 | 0 | 0
2 | 6 | 8 | 7.5 | 7.5 | 100 | 3 | 0 | 3 | 117.577 | 1.8567 | 47.423 | 32.1433 | 0 | 2.7436 | 31.6442 | 2.7436 | 13.0374 | 350 | 13.0374 | 0
2 | 6 | 9 | 7.9 | 7.6 | 98 | 61 | 109 | 48 | 129.7147 | 9.5395 | 35.2853 | 24.4605 | 64.0423 | 43.8969 | 31.7566 | 43.8969 | 208.5981 | 350 | 208.5981 | 0
2 | 6 | 10 | 8.6 | 7.8 | 95 | 179 | 386 | 82 | 142.8991 | 16.069 | 22.1009 | 17.931 | 280.7515 | 74.9905 | 31.8787 | 74.9905 | 356.355 | 600 | 356.355 | 0
2 | 6 | 11 | 9.5 | 8.5 | 93 | 174 | 85 | 145 | 157.2706 | 20.8041 | 7.7294 | 13.1959 | 69.0572 | 132.6052 | 32.0118 | 132.6052 | 630.14 | 600 | 600 | 30.14
2 | 6 | 12 | 9.9 | 8.4 | 90 | 216 | 60 | 192 | 172.6142 | 23.2807 | 7.6142 | 10.7193 | 50.208 | 175.5876 | 32.1538 | 175.5876 | 834.3923 | 600 | 600 | 234.3923
2 | 6 | 13 | 10.4 | 8.2 | 86 | 228 | 62 | 202 | 188.3272 | 23.2155 | 23.3272 | 10.7845 | 49.5197 | 184.7328 | 32.2993 | 184.7328 | 877.8502 | 600 | 600 | 277.8502
2 | 6 | 14 | 10.8 | 8.1 | 83 | 208 | 59 | 185 | 203.6357 | 20.6169 | 38.6357 | 13.3831 | 41.3441 | 169.186 | 32.4411 | 169.186 | 803.9718 | 600 | 600 | 203.9718
2 | 6 | 15 | 10.6 | 7.5 | 81 | 211 | 200 | 146 | 217.954 | 15.781 | 52.954 | 18.219 | 109.9314 | 133.5197 | 32.5736 | 133.5197 | 634.4858 | 600 | 600 | 34.4858
2 | 6 | 16 | 10.2 | 6.9 | 80 | 92 | 28 | 86 | 231.0882 | 9.1784 | 66.0882 | 24.8216 | 9.9679 | 78.6486 | 32.6953 | 78.6486 | 373.7382 | 900 | 373.7382 | 0
2 | 6 | 17 | 9.1 | 6.8 | 86 | 22 | 0 | 22 | 243.1943 | 1.4773 | 78.1943 | 32.5227 | 0 | 20.1194 | 32.8074 | 20.1194 | 95.6075 | 900 | 95.6075 | 0
2 | 6 | 18 | 7.8 | 6 | 88 | 0 | 0 | 0 | 254.6442 | -7.6676 | 89.6442 | 0 | 0 | 0 | 32.9134 | 0 | 0 | 900 | 0 | 0
2 | 6 | 19 | 7 | 5.4 | 90 | 0 | 0 | 0 | 265.9398 | -17.0245 | 0 | 0 | 0 | 0 | 33.018 | 0 | 0 | 900 | 0 | 0
2 | 6 | 20 | 7 | 5.9 | 93 | 0 | 0 | 0 | 277.7082 | -26.4951 | 0 | 0 | 0 | 0 | 33.1269 | 0 | 0 | 800 | 0 | 0
2 | 6 | 21 | 7 | 5.6 | 91 | 0 | 0 | 0 | 290.7655 | -35.6775 | 0 | 0 | 0 | 0 | 33.2478 | 0 | 0 | 700 | 0 | 0
2 | 6 | 22 | 6.9 | 6 | 94 | 0 | 0 | 0 | 306.1953 | -44.0088 | 0 | 0 | 0 | 0 | 33.3907 | 0 | 0 | 600 | 0 | 0
2 | 6 | 23 | 7 | 6.1 | 94 | 0 | 0 | 0 | 325.2242 | -50.6384 | 0 | 0 | 0 | 0 | 33.5669 | 0 | 0 | 500 | 0 | 0
2 | 6 | 24 | 6.9 | 6.5 | 97 | 0 | 0 | 0 | 348.2701 | -54.3941 | 0 | 0 | 0 | 0 | 33.7803 | 0 | 0 | 400 | 0 | 0
2 | 7 | 1 | 6.8 | 6.6 | 99 | 0 | 0 | 0 | 13.1725 | -54.2607 | 0 | 0 | 0 | 0 | 30.6775 | 0 | 0 | 350 | 0 | 0
2 | 7 | 2 | 6.8 | 6.8 | 100 | 0 | 0 | 0 | 35.9899 | -50.2787 | 0 | 0 | 0 | 0 | 30.8888 | 0 | 0 | 350 | 0 | 0
2 | 7 | 3 | 7.1 | 6.9 | 99 | 0 | 0 | 0 | 54.7545 | -43.5 | 0 | 0 | 0 | 0 | 31.0625 | 0 | 0 | 350 | 0 | 0
2 | 7 | 4 | 7.1 | 6.7 | 97 | 0 | 0 | 0 | 69.9895 | -35.0818 | 0 | 0 | 0 | 0 | 31.2036 | 0 | 0 | 350 | 0 | 0
2 | 7 | 5 | 6.8 | 6.4 | 97 | 0 | 0 | 0 | 82.9276 | -25.852 | 82.0724 | 0 | 0 | 0 | 31.3234 | 0 | 0 | 350 | 0 | 0
2 | 7 | 6 | 6.1 | 5.6 | 97 | 0 | 0 | 0 | 94.6353 | -16.3587 | 70.3647 | 0 | 0 | 0 | 31.4318 | 0 | 0 | 350 | 0 | 0
2 | 7 | 7 | 6.3 | 6.1 | 99 | 0 | 0 | 0 | 105.9142 | -6.9951 | 59.0858 | 0 | 0 | 0 | 31.5362 | 0 | 0 | 350 | 0 | 0
2 | 7 | 8 | 6.9 | 6.7 | 99 | 2 | 0 | 2 | 117.384 | 2.0792 | 47.616 | 31.9208 | 0 | 1.829 | 31.6424 | 1.829 | 8.6916 | 350 | 8.6916 | 0
2 | 7 | 9 | 7.2 | 6.8 | 97 | 39 | 0 | 39 | 129.5423 | 9.7945 | 35.4577 | 24.2055 | 0 | 35.6662 | 31.755 | 35.6662 | 169.4859 | 350 | 169.4859 | 0
2 | 7 | 10 | 7.7 | 7.1 | 96 | 113 | 34 | 104 | 142.7562 | 16.3445 | 22.2438 | 17.6555 | 24.8187 | 95.11 | 31.8774 | 95.11 | 451.9625 | 600 | 451.9625 | 0
2 | 7 | 11 | 8.1 | 7.4 | 95 | 178 | 63 | 156 | 157.1699 | 21.0976 | 7.8301 | 12.9024 | 51.3616 | 142.6649 | 32.0108 | 142.6649 | 677.9438 | 600 | 600 | 77.9438
2 | 7 | 12 | 7.8 | 7.5 | 98 | 220 | 61 | 195 | 172.5684 | 23.5862 | 7.5684 | 10.4138 | 51.2238 | 178.3312 | 32.1534 | 178.3312 | 847.4297 | 600 | 600 | 247.4297
2 | 7 | 13 | 8.9 | 7.9 | 93 | 231 | 63 | 205 | 188.3421 | 23.5238 | 23.3421 | 10.4762 | 50.504 | 187.4764 | 32.2995 | 187.4764 | 890.8876 | 600 | 600 | 290.8876
2 | 7 | 14 | 9.1 | 7.6 | 90 | 212 | 60 | 188 | 203.7066 | 20.9184 | 38.7066 | 13.0816 | 42.2164 | 171.9295 | 32.4417 | 171.9295 | 817.0091 | 600 | 600 | 217.0091
2 | 7 | 15 | 9.3 | 7.4 | 88 | 164 | 56 | 145 | 218.0692 | 16.0689 | 53.0692 | 17.9311 | 30.9308 | 132.6052 | 32.5747 | 132.6052 | 630.14 | 600 | 600 | 30.14
2 | 7 | 16 | 9.3 | 7.2 | 87 | 95 | 13 | 92 | 231.2351 | 9.4494 | 66.2351 | 24.5506 | 4.6592 | 84.1357 | 32.6966 | 84.1357 | 399.813 | 900 | 399.813 | 0
2 | 7 | 17 | 9 | 6.6 | 85 | 12 | 0 | 12 | 243.3635 | 1.7143 | 78.3635 | 32.2857 | 0 | 10.9742 | 32.8089 | 10.9742 | 52.1495 | 900 | 52.1495 | 0
2 | 7 | 18 | 8.3 | 6.5 | 88 | 0 | 0 | 0 | 254.8303 | -7.417 | 89.8303 | 0 | 0 | 0 | 32.9151 | 0 | 0 | 900 | 0 | 0
2 | 7 | 19 | 8.9 | 7 | 88 | 0 | 0 | 0 | 266.1401 | -16.7803 | 0 | 0 | 0 | 0 | 33.0198 | 0 | 0 | 900 | 0 | 0
2 | 7 | 20 | 8.3 | 8.3 | 100 | 0 | 0 | 0 | 277.9208 | -26.2499 | 0 | 0 | 0 | 0 | 33.1289 | 0 | 0 | 800 | 0 | 0
2 | 7 | 21 | 8.1 | 7.7 | 97 | 0 | 0 | 0 | 290.9851 | -35.4234 | 0 | 0 | 0 | 0 | 33.2499 | 0 | 0 | 700 | 0 | 0
2 | 7 | 22 | 7.7 | 7 | 95 | 0 | 0 | 0 | 306.406 | -43.7376 | 0 | 0 | 0 | 0 | 33.3926 | 0 | 0 | 600 | 0 | 0
2 | 7 | 23 | 7.3 | 6.8 | 97 | 0 | 0 | 0 | 325.3855 | -50.3449 | 0 | 0 | 0 | 0 | 33.5684 | 0 | 0 | 500 | 0 | 0
2 | 7 | 24 | 6.6 | 6.4 | 99 | 0 | 0 | 0 | 348.3166 | -54.0842 | 0 | 0 | 0 | 0 | 33.7807 | 0 | 0 | 400 | 0 | 0
2 | 8 | 1 | 6.5 | 6.3 | 99 | 0 | 0 | 0 | 13.0695 | -53.9553 | 0 | 0 | 0 | 0 | 30.6766 | 0 | 0 | 350 | 0 | 0
2 | 8 | 2 | 7.1 | 6.5 | 96 | 0 | 0 | 0 | 35.7828 | -49.9969 | 0 | 0 | 0 | 0 | 30.8869 | 0 | 0 | 350 | 0 | 0
2 | 8 | 3 | 6.6 | 5.6 | 93 | 0 | 0 | 0 | 54.509 | -43.2445 | 0 | 0 | 0 | 0 | 31.0603 | 0 | 0 | 350 | 0 | 0
2 | 8 | 4 | 6.3 | 5.2 | 93 | 0 | 0 | 0 | 69.7419 | -34.845 | 0 | 0 | 0 | 0 | 31.2013 | 0 | 0 | 350 | 0 | 0
2 | 8 | 5 | 6.2 | 3.6 | 83 | 0 | 0 | 0 | 82.6907 | -25.6243 | 82.3093 | 0 | 0 | 0 | 31.3212 | 0 | 0 | 350 | 0 | 0
2 | 8 | 6 | 5.8 | 3.6 | 86 | 0 | 0 | 0 | 94.412 | -16.1315 | 70.588 | 0 | 0 | 0 | 31.4297 | 0 | 0 | 350 | 0 | 0
2 | 8 | 7 | 5.4 | 3.7 | 89 | 0 | 0 | 0 | 105.7052 | -6.76 | 59.2948 | 0 | 0 | 0 | 31.5343 | 0 | 0 | 350 | 0 | 0
2 | 8 | 8 | 5.3 | 3 | 85 | 5 | 0 | 5 | 117.191 | 2.3084 | 47.809 | 31.6916 | 0 | 4.5726 | 31.6407 | 4.5726 | 21.729 | 350 | 21.729 | 0
2 | 8 | 9 | 5.5 | 3.8 | 89 | 68 | 124 | 51 | 129.3701 | 10.0549 | 35.6299 | 23.9451 | 73.4418 | 46.6405 | 31.7534 | 46.6405 | 221.6355 | 350 | 221.6355 | 0
2 | 8 | 10 | 8.1 | 5.2 | 82 | 191 | 418 | 82 | 142.6141 | 16.6251 | 22.3859 | 17.3749 | 306.2402 | 74.9905 | 31.8761 | 74.9905 | 356.355 | 600 | 356.355 | 0
2 | 8 | 11 | 8.5 | 6 | 84 | 299 | 550 | 103 | 157.071 | 21.3961 | 7.929 | 12.6039 | 449.9661 | 94.1954 | 32.0099 | 94.1954 | 447.6167 | 600 | 447.6167 | 0
2 | 8 | 12 | 8.6 | 6.7 | 88 | 334 | 466 | 141 | 172.5254 | 23.8964 | 7.5254 | 10.1036 | 392.6912 | 128.9471 | 32.153 | 128.9471 | 612.7569 | 600 | 600 | 12.7569
2 | 8 | 13 | 8.8 | 6.5 | 85 | 375 | 579 | 125 | 188.3609 | 23.8362 | 23.3609 | 10.1638 | 465.8631 | 114.3148 | 32.2996 | 114.3148 | 543.2242 | 600 | 543.2242 | 0
2 | 8 | 14 | 8.2 | 6.4 | 88 | 284 | 288 | 168 | 203.7824 | 21.2232 | 38.7824 | 12.7768 | 203.4595 | 153.6392 | 32.4424 | 153.6392 | 730.0933 | 600 | 600 | 130.0933
2 | 8 | 15 | 8.3 | 5.7 | 84 | 168 | 83 | 140 | 218.1897 | 16.3595 | 53.1897 | 17.6405 | 46.0646 | 128.0326 | 32.5758 | 128.0326 | 608.4111 | 600 | 600 | 8.4111
2 | 8 | 16 | 8.3 | 5.9 | 85 | 98 | 14 | 95 | 231.3873 | 9.7226 | 66.3873 | 24.2774 | 5.0508 | 86.8793 | 32.698 | 86.8793 | 412.8504 | 900 | 412.8504 | 0
2 | 8 | 17 | 8.8 | 5.9 | 82 | 25 | 0 | 25 | 243.5379 | 1.955 | 78.5379 | 32.045 | 0 | 22.863 | 32.8105 | 22.863 | 108.6448 | 900 | 108.6448 | 0
2 | 8 | 18 | 8.6 | 6.7 | 88 | 0 | 0 | 0 | 255.0215 | -7.1649 | 0 | 0 | 0 | 0 | 32.9169 | 0 | 0 | 900 | 0 | 0
2 | 8 | 19 | 8.4 | 6.9 | 90 | 0 | 0 | 0 | 266.3454 | -16.5347 | 0 | 0 | 0 | 0 | 33.0217 | 0 | 0 | 900 | 0 | 0
2 | 8 | 20 | 8.2 | 6.7 | 90 | 0 | 0 | 0 | 278.1383 | -26.0031 | 0 | 0 | 0 | 0 | 33.1309 | 0 | 0 | 800 | 0 | 0
2 | 8 | 21 | 7.7 | 6.6 | 93 | 0 | 0 | 0 | 291.2098 | -35.1675 | 0 | 0 | 0 | 0 | 33.2519 | 0 | 0 | 700 | 0 | 0
2 | 8 | 22 | 7.7 | 6.8 | 94 | 0 | 0 | 0 | 306.6217 | -43.4641 | 0 | 0 | 0 | 0 | 33.3946 | 0 | 0 | 600 | 0 | 0
2 | 8 | 23 | 7.5 | 6.9 | 96 | 0 | 0 | 0 | 325.552 | -50.0483 | 0 | 0 | 0 | 0 | 33.5699 | 0 | 0 | 500 | 0 | 0
2 | 8 | 24 | 7.5 | 6.9 | 95 | 0 | 0 | 0 | 348.3687 | -53.7704 | 0 | 0 | 0 | 0 | 33.7812 | 0 | 0 | 400 | 0 | 0
2 | 9 | 1 | 7.6 | 6.8 | 95 | 0 | 0 | 0 | 12.9722 | -53.6451 | 0 | 0 | 0 | 0 | 30.6757 | 0 | 0 | 350 | 0 | 0
2 | 9 | 2 | 7.7 | 6.8 | 94 | 0 | 0 | 0 | 35.5801 | -49.7095 | 0 | 0 | 0 | 0 | 30.885 | 0 | 0 | 350 | 0 | 0
2 | 9 | 3 | 7.7 | 6.8 | 94 | 0 | 0 | 0 | 54.2661 | -42.9831 | 0 | 0 | 0 | 0 | 31.058 | 0 | 0 | 350 | 0 | 0
2 | 9 | 4 | 7.4 | 6.9 | 97 | 0 | 0 | 0 | 69.4956 | -34.6023 | 0 | 0 | 0 | 0 | 31.199 | 0 | 0 | 350 | 0 | 0
2 | 9 | 5 | 7.5 | 6.8 | 95 | 0 | 0 | 0 | 82.4543 | -25.3909 | 82.5457 | 0 | 0 | 0 | 31.319 | 0 | 0 | 350 | 0 | 0
2 | 9 | 6 | 7.8 | 6.9 | 94 | 0 | 0 | 0 | 94.1889 | -15.8986 | 70.8111 | 0 | 0 | 0 | 31.4277 | 0 | 0 | 350 | 0 | 0
2 | 9 | 7 | 7.9 | 6.8 | 93 | 0 | 0 | 0 | 105.4962 | -6.5193 | 59.5038 | 0 | 0 | 0 | 31.5324 | 0 | 0 | 350 | 0 | 0
2 | 9 | 8 | 7.6 | 7 | 96 | 5 | 0 | 5 | 116.998 | 2.544 | 48.002 | 31.456 | 0 | 4.5726 | 31.6389 | 4.5726 | 21.729 | 350 | 21.729 | 0
2 | 9 | 9 | 8.2 | 7.1 | 93 | 71 | 147 | 51 | 129.1982 | 10.3206 | 35.8018 | 23.6794 | 87.4239 | 46.6405 | 31.7518 | 46.6405 | 221.6355 | 350 | 221.6355 | 0
2 | 9 | 10 | 8.6 | 7.3 | 92 | 195 | 419 | 84 | 142.4728 | 16.9109 | 22.5272 | 17.0891 | 308.1088 | 76.8196 | 31.8747 | 76.8196 | 365.0466 | 600 | 365.0466 | 0
2 | 9 | 11 | 9.1 | 7.8 | 92 | 304 | 552 | 104 | 156.9738 | 21.6995 | 8.0262 | 12.3005 | 453.194 | 95.11 | 32.009 | 95.11 | 451.9625 | 600 | 451.9625 | 0
2 | 9 | 12 | 9.7 | 8 | 89 | 373 | 666 | 94 | 172.4854 | 24.2111 | 7.4854 | 9.7889 | 563.2019 | 85.9648 | 32.1526 | 85.9648 | 408.5046 | 600 | 408.5046 | 0
2 | 9 | 13 | 10.2 | 8.3 | 88 | 393 | 691 | 92 | 188.3838 | 24.1524 | 23.3838 | 9.8476 | 558.0151 | 84.1357 | 32.2999 | 84.1357 | 399.813 | 600 | 399.813 | 0
2 | 9 | 14 | 9.9 | 8.1 | 89 | 361 | 657 | 92 | 203.863 | 21.5312 | 38.863 | 12.4688 | 466.0063 | 84.1357 | 32.4432 | 84.1357 | 399.813 | 600 | 399.813 | 0
2 | 9 | 15 | 9.8 | 7.9 | 88 | 281 | 561 | 89 | 218.3153 | 16.6527 | 53.3153 | 17.3473 | 312.8323 | 81.3922 | 32.577 | 81.3922 | 386.7756 | 600 | 386.7756 | 0
2 | 9 | 16 | 9.5 | 7.6 | 88 | 166 | 383 | 75 | 231.5448 | 9.9978 | 66.5448 | 24.0022 | 139.0775 | 68.5889 | 32.6995 | 68.5889 | 325.9345 | 900 | 325.9345 | 0
2 | 9 | 17 | 8.1 | 6.8 | 91 | 45 | 62 | 39 | 243.7175 | 2.199 | 78.7175 | 31.801 | 8.7504 | 35.6662 | 32.8122 | 35.6662 | 169.4859 | 900 | 169.4859 | 0
2 | 9 | 18 | 7.5 | 6.6 | 94 | 1 | 0 | 1 | 255.2177 | -6.9114 | 0 | 0 | 0 | 0.91452 | 32.9187 | 0.91452 | 4.3458 | 900 | 4.3458 | 0
2 | 9 | 19 | 7.6 | 6.3 | 91 | 0 | 0 | 0 | 266.5556 | -16.2878 | 0 | 0 | 0 | 0 | 33.0237 | 0 | 0 | 900 | 0 | 0
2 | 9 | 20 | 7.9 | 6.6 | 91 | 0 | 0 | 0 | 278.3606 | -25.7549 | 0 | 0 | 0 | 0 | 33.133 | 0 | 0 | 800 | 0 | 0
2 | 9 | 21 | 7.7 | 6.2 | 90 | 0 | 0 | 0 | 291.4392 | -34.9097 | 0 | 0 | 0 | 0 | 33.2541 | 0 | 0 | 700 | 0 | 0
2 | 9 | 22 | 7.6 | 5.8 | 88 | 0 | 0 | 0 | 306.8422 | -43.1882 | 0 | 0 | 0 | 0 | 33.3967 | 0 | 0 | 600 | 0 | 0
2 | 9 | 23 | 7.5 | 5.7 | 88 | 0 | 0 | 0 | 325.7235 | -49.7487 | 0 | 0 | 0 | 0 | 33.5715 | 0 | 0 | 500 | 0 | 0
2 | 9 | 24 | 7.1 | 5.7 | 91 | 0 | 0 | 0 | 348.4263 | -53.4528 | 0 | 0 | 0 | 0 | 33.7817 | 0 | 0 | 400 | 0 | 0
2 | 10 | 1 | 7.2 | 5.9 | 91 | 0 | 0 | 0 | 12.8805 | -53.3302 | 0 | 0 | 0 | 0 | 30.6748 | 0 | 0 | 350 | 0 | 0
2 | 10 | 2 | 6.9 | 6 | 94 | 0 | 0 | 0 | 35.3819 | -49.4167 | 0 | 0 | 0 | 0 | 30.8832 | 0 | 0 | 350 | 0 | 0
2 | 10 | 3 | 6.6 | 6 | 96 | 0 | 0 | 0 | 54.0259 | -42.7159 | 0 | 0 | 0 | 0 | 31.0558 | 0 | 0 | 350 | 0 | 0
2 | 10 | 4 | 6.7 | 5.8 | 94 | 0 | 0 | 0 | 69.2507 | -34.3539 | 0 | 0 | 0 | 0 | 31.1968 | 0 | 0 | 350 | 0 | 0
2 | 10 | 5 | 6.2 | 5.5 | 95 | 0 | 0 | 0 | 82.2186 | -25.1518 | 82.7814 | 0 | 0 | 0 | 31.3168 | 0 | 0 | 350 | 0 | 0
2 | 10 | 6 | 5.8 | 5.1 | 95 | 0 | 0 | 0 | 93.9659 | -15.6603 | 71.0341 | 0 | 0 | 0 | 31.4256 | 0 | 0 | 350 | 0 | 0
2 | 10 | 7 | 6.4 | 5.8 | 96 | 0 | 0 | 0 | 105.2872 | -6.2732 | 59.7128 | 0 | 0 | 0 | 31.5304 | 0 | 0 | 350 | 0 | 0
2 | 10 | 8 | 5.6 | 5.2 | 97 | 4 | 0 | 4 | 116.8051 | 2.7859 | 48.1949 | 31.2141 | 0 | 3.6581 | 31.6371 | 3.6581 | 17.3832 | 350 | 17.3832 | 0
2 | 10 | 9 | 6.3 | 5.6 | 95 | 68 | 96 | 55 | 129.0267 | 10.5915 | 35.9733 | 23.4085 | 57.3332 | 50.2985 | 31.7502 | 50.2985 | 239.0186 | 350 | 239.0186 | 0
2 | 10 | 10 | 6.8 | 5.9 | 94 | 121 | 46 | 109 | 142.3325 | 17.2016 | 22.6675 | 16.7984 | 33.9523 | 99.6825 | 31.8734 | 99.6825 | 473.6915 | 600 | 473.6915 | 0
2 | 10 | 11 | 7.3 | 6.2 | 93 | 188 | 66 | 164 | 156.8783 | 22.0076 | 8.1217 | 11.9924 | 54.3782 | 149.9811 | 32.0081 | 149.9811 | 712.7101 | 600 | 600 | 112.7101
2 | 10 | 12 | 7.8 | 6.5 | 91 | 230 | 63 | 203 | 172.4482 | 24.5302 | 7.4482 | 9.4698 | 53.4632 | 185.6473 | 32.1523 | 185.6473 | 882.196 | 600 | 600 | 282.196
2 | 10 | 13 | 8.3 | 6.8 | 90 | 242 | 65 | 214 | 188.4107 | 24.4726 | 23.4107 | 9.5274 | 52.682 | 195.707 | 32.3001 | 195.707 | 929.9998 | 600 | 600 | 329.9998
2 | 10 | 14 | 8.9 | 7.2 | 89 | 355 | 476 | 157 | 203.9484 | 21.8424 | 38.9484 | 12.1576 | 338.9681 | 143.5794 | 32.444 | 143.5794 | 682.2895 | 600 | 600 | 82.2895
2 | 10 | 15 | 8.2 | 7.4 | 95 | 174 | 85 | 144 | 218.4461 | 16.9482 | 53.4461 | 17.0518 | 47.6212 | 131.6907 | 32.5782 | 131.6907 | 625.7942 | 600 | 600 | 25.7942
2 | 10 | 16 | 8.4 | 7.3 | 93 | 169 | 295 | 98 | 231.7074 | 10.2749 | 66.7074 | 23.7251 | 107.808 | 89.6228 | 32.701 | 89.6228 | 425.8877 | 900 | 425.8877 | 0
2 | 10 | 17 | 9.2 | 7.9 | 92 | 44 | 67 | 37 | 243.9021 | 2.4462 | 78.9021 | 31.5538 | 9.5759 | 33.8372 | 32.8139 | 33.8372 | 160.7944 | 900 | 160.7944 | 0
2 | 10 | 18 | 9.4 | 8.2 | 92 | 1 | 0 | 1 | 255.4187 | -6.6564 | 0 | 0 | 0 | 0.91452 | 32.9205 | 0.91452 | 4.3458 | 900 | 4.3458 | 0
2 | 10 | 19 | 9 | 8.2 | 95 | 0 | 0 | 0 | 266.7706 | -16.0396 | 0 | 0 | 0 | 0 | 33.0257 | 0 | 0 | 900 | 0 | 0
2 | 10 | 20 | 8.9 | 8.3 | 96 | 0 | 0 | 0 | 278.5877 | -25.5052 | 0 | 0 | 0 | 0 | 33.1351 | 0 | 0 | 800 | 0 | 0
2 | 10 | 21 | 9 | 8.2 | 95 | 0 | 0 | 0 | 291.6733 | -34.6502 | 0 | 0 | 0 | 0 | 33.2562 | 0 | 0 | 700 | 0 | 0
2 | 10 | 22 | 9.2 | 7.5 | 89 | 0 | 0 | 0 | 307.0673 | -42.9101 | 0 | 0 | 0 | 0 | 33.3988 | 0 | 0 | 600 | 0 | 0
2 | 10 | 23 | 8.7 | 7.5 | 92 | 0 | 0 | 0 | 325.8997 | -49.4463 | 0 | 0 | 0 | 0 | 33.5731 | 0 | 0 | 500 | 0 | 0
2 | 10 | 24 | 8.4 | 7.1 | 92 | 0 | 0 | 0 | 348.4892 | -53.1315 | 0 | 0 | 0 | 0 | 33.7823 | 0 | 0 | 400 | 0 | 0
2 | 11 | 1 | 8.6 | 7.1 | 90 | 0 | 0 | 0 | 12.7945 | -53.0107 | 0 | 0 | 0 | 0 | 30.674 | 0 | 0 | 350 | 0 | 0
2 | 11 | 2 | 8.2 | 7.2 | 93 | 0 | 0 | 0 | 35.1882 | -49.1186 | 0 | 0 | 0 | 0 | 30.8814 | 0 | 0 | 350 | 0 | 0
2 | 11 | 3 | 8.2 | 7.2 | 93 | 0 | 0 | 0 | 53.7885 | -42.4432 | 0 | 0 | 0 | 0 | 31.0536 | 0 | 0 | 350 | 0 | 0
2 | 11 | 4 | 8 | 6.9 | 93 | 0 | 0 | 0 | 69.0073 | -34.0998 | 0 | 0 | 0 | 0 | 31.1945 | 0 | 0 | 350 | 0 | 0
2 | 11 | 5 | 7.5 | 6.7 | 95 | 0 | 0 | 0 | 81.9835 | -24.9072 | 83.0165 | 0 | 0 | 0 | 31.3147 | 0 | 0 | 350 | 0 | 0
2 | 11 | 6 | 7.2 | 6.5 | 95 | 0 | 0 | 0 | 93.7433 | -15.4166 | 71.2567 | 0 | 0 | 0 | 31.4235 | 0 | 0 | 350 | 0 | 0
2 | 11 | 7 | 7.4 | 6.1 | 91 | 0 | 0 | 0 | 105.0784 | -6.0216 | 59.9216 | 0 | 0 | 0 | 31.5285 | 0 | 0 | 350 | 0 | 0
2 | 11 | 8 | 7.8 | 6.3 | 90 | 2 | 0 | 2 | 116.6124 | 3.0339 | 48.3876 | 30.9661 | 0 | 1.829 | 31.6353 | 1.829 | 8.6916 | 350 | 8.6916 | 0
2 | 11 | 9 | 7.8 | 6.9 | 94 | 24 | 0 | 24 | 128.8556 | 10.8674 | 36.1444 | 23.1326 | 0 | 21.9485 | 31.7487 | 21.9485 | 104.299 | 350 | 104.299 | 0
2 | 11 | 10 | 7.9 | 7.2 | 95 | 62 | 0 | 62 | 142.1931 | 17.4972 | 22.8069 | 16.5028 | 0 | 56.7002 | 31.8722 | 56.7002 | 269.4392 | 600 | 269.4392 | 0
2 | 11 | 11 | 8.3 | 7.6 | 95 | 95 | 0 | 95 | 156.7846 | 22.3205 | 8.2154 | 11.6795 | 0 | 86.8793 | 32.0073 | 86.8793 | 412.8504 | 600 | 412.8504 | 0
2 | 11 | 12 | 8.7 | 8 | 95 | 116 | 0 | 116 | 172.4139 | 24.8536 | 7.4139 | 9.1464 | 0 | 106.0842 | 32.152 | 106.0842 | 504.112 | 600 | 504.112 | 0
2 | 11 | 13 | 9.3 | 8.5 | 95 | 122 | 0 | 122 | 188.4417 | 24.7964 | 23.4417 | 9.2036 | 0 | 111.5713 | 32.3004 | 111.5713 | 530.1868 | 600 | 530.1868 | 0
2 | 11 | 14 | 7 | 6.8 | 99 | 112 | 0 | 112 | 204.0387 | 22.1566 | 39.0387 | 11.8434 | 0 | 102.4261 | 32.4448 | 102.4261 | 486.7288 | 600 | 486.7288 | 0
2 | 11 | 15 | 6.9 | 6.5 | 97 | 178 | 87 | 147 | 218.5821 | 17.2461 | 53.5821 | 16.7539 | 48.9671 | 134.4343 | 32.5795 | 134.4343 | 638.8316 | 600 | 600 | 38.8316
2 | 11 | 16 | 7 | 5.8 | 92 | 107 | 17 | 103 | 231.8751 | 10.5539 | 66.8751 | 23.4461 | 6.2517 | 94.1954 | 32.7025 | 94.1954 | 447.6167 | 900 | 447.6167 | 0
2 | 11 | 17 | 6.9 | 6.2 | 95 | 32 | 0 | 32 | 244.0917 | 2.6963 | 79.0917 | 31.3037 | 0 | 29.2646 | 32.8157 | 29.2646 | 139.0654 | 900 | 139.0654 | 0
2 | 11 | 18 | 6.2 | 5.7 | 97 | 1 | 0 | 1 | 255.6246 | -6.4001 | 0 | 0 | 0 | 0.91452 | 32.9225 | 0.91452 | 4.3458 | 900 | 4.3458 | 0
2 | 11 | 19 | 5.2 | 5 | 99 | 0 | 0 | 0 | 266.9902 | -15.7902 | 0 | 0 | 0 | 0 | 33.0277 | 0 | 0 | 900 | 0 | 0
2 | 11 | 20 | 6.2 | 5.5 | 95 | 0 | 0 | 0 | 278.8193 | -25.2542 | 0 | 0 | 0 | 0 | 33.1372 | 0 | 0 | 800 | 0 | 0
2 | 11 | 21 | 5 | 4.8 | 99 | 0 | 0 | 0 | 291.9119 | -34.389 | 0 | 0 | 0 | 0 | 33.2584 | 0 | 0 | 700 | 0 | 0
2 | 11 | 22 | 5.8 | 5.8 | 100 | 0 | 0 | 0 | 307.2969 | -42.6298 | 0 | 0 | 0 | 0 | 33.4009 | 0 | 0 | 600 | 0 | 0
2 | 11 | 23 | 6.4 | 6.4 | 100 | 0 | 0 | 0 | 326.0804 | -49.141 | 0 | 0 | 0 | 0 | 33.5748 | 0 | 0 | 500 | 0 | 0
2 | 11 | 24 | 6.3 | 6.3 | 100 | 0 | 0 | 0 | 348.5572 | -52.8067 | 0 | 0 | 0 | 0 | 33.7829 | 0 | 0 | 400 | 0 | 0
2 | 12 | 1 | 5.7 | 5.7 | 100 | 0 | 0 | 0 | 12.7139 | -52.6868 | 0 | 0 | 0 | 0 | 30.6733 | 0 | 0 | 350 | 0 | 0
2 | 12 | 2 | 5.8 | 5.8 | 100 | 0 | 0 | 0 | 34.999 | -48.8154 | 0 | 0 | 0 | 0 | 30.8796 | 0 | 0 | 350 | 0 | 0
2 | 12 | 3 | 5.8 | 5.8 | 100 | 0 | 0 | 0 | 53.554 | -42.1649 | 0 | 0 | 0 | 0 | 31.0514 | 0 | 0 | 350 | 0 | 0
2 | 12 | 4 | 5.5 | 5.3 | 99 | 0 | 0 | 0 | 68.7654 | -33.8402 | 0 | 0 | 0 | 0 | 31.1923 | 0 | 0 | 350 | 0 | 0
2 | 12 | 5 | 5.5 | 5.1 | 97 | 0 | 0 | 0 | 81.7492 | -24.6572 | 83.2508 | 0 | 0 | 0 | 31.3125 | 0 | 0 | 350 | 0 | 0
2 | 12 | 6 | 5.1 | 4.6 | 97 | 0 | 0 | 0 | 93.521 | -15.1677 | 71.479 | 0 | 0 | 0 | 31.4215 | 0 | 0 | 350 | 0 | 0
2 | 12 | 7 | 5.2 | 4.3 | 94 | 0 | 0 | 0 | 104.8697 | -5.7646 | 60.1303 | 0 | 0 | 0 | 31.5266 | 0 | 0 | 350 | 0 | 0
2 | 12 | 8 | 5.8 | 5.4 | 97 | 5 | 0 | 5 | 116.4198 | 3.2878 | 48.5802 | 30.7122 | 0 | 4.5726 | 31.6335 | 4.5726 | 21.729 | 350 | 21.729 | 0
2 | 12 | 9 | 5.7 | 5.2 | 97 | 66 | 58 | 57 | 128.6849 | 11.1482 | 36.3151 | 22.8518 | 34.9376 | 52.1276 | 31.7471 | 52.1276 | 247.7102 | 350 | 247.7102 | 0
2 | 12 | 10 | 6.2 | 5.7 | 97 | 128 | 41 | 116 | 142.0546 | 17.7976 | 22.9454 | 16.2024 | 30.4918 | 106.0842 | 31.8709 | 106.0842 | 504.112 | 600 | 504.112 | 0
2 | 12 | 11 | 6.8 | 6.4 | 97 | 96 | 0 | 96 | 156.6927 | 22.6378 | 8.3073 | 11.3622 | 0 | 87.7938 | 32.0064 | 87.7938 | 417.1962 | 600 | 417.1962 | 0
2 | 12 | 12 | 7.6 | 7.4 | 99 | 117 | 0 | 117 | 172.3825 | 25.1811 | 7.3825 | 8.8189 | 0 | 106.9987 | 32.1517 | 106.9987 | 508.4578 | 600 | 508.4578 | 0
2 | 12 | 13 | 9.2 | 8.1 | 93 | 249 | 110 | 200 | 188.4766 | 25.1238 | 23.4766 | 8.8762 | 89.8005 | 182.9038 | 32.3007 | 182.9038 | 869.1587 | 600 | 600 | 269.1587
2 | 12 | 14 | 10.3 | 8.5 | 89 | 229 | 62 | 203 | 204.1338 | 22.4736 | 39.1338 | 11.5264 | 44.4984 | 185.6473 | 32.4457 | 185.6473 | 882.196 | 600 | 600 | 282.196
2 | 12 | 15 | 10.5 | 8.5 | 87 | 180 | 52 | 162 | 218.7232 | 17.5462 | 53.7232 | 16.4538 | 29.4012 | 148.152 | 32.5808 | 148.152 | 704.0185 | 600 | 600 | 104.0185
2 | 12 | 16 | 10.6 | 8.4 | 86 | 144 | 145 | 107 | 232.048 | 10.8346 | 67.048 | 23.1654 | 53.652 | 97.8535 | 32.7041 | 97.8535 | 464.9999 | 900 | 464.9999 | 0
2 | 12 | 17 | 10.3 | 8 | 86 | 33 | 0 | 33 | 244.2861 | 2.9489 | 79.2861 | 31.0511 | 0 | 30.1791 | 32.8175 | 30.1791 | 143.4112 | 900 | 143.4112 | 0
2 | 12 | 18 | 10 | 8.1 | 88 | 1 | 0 | 1 | 255.8352 | -6.1425 | 0 | 0 | 0 | 0.91452 | 32.9244 | 0.91452 | 4.3458 | 900 | 4.3458 | 0
2 | 12 | 19 | 9.8 | 8 | 89 | 0 | 0 | 0 | 267.2144 | -15.5397 | 0 | 0 | 0 | 0 | 33.0298 | 0 | 0 | 900 | 0 | 0
2 | 12 | 20 | 9.2 | 8 | 92 | 0 | 0 | 0 | 279.0553 | -25.0018 | 0 | 0 | 0 | 0 | 33.1394 | 0 | 0 | 800 | 0 | 0
2 | 12 | 21 | 9.3 | 7.8 | 90 | 0 | 0 | 0 | 292.1548 | -34.1261 | 0 | 0 | 0 | 0 | 33.2607 | 0 | 0 | 700 | 0 | 0
2 | 12 | 22 | 9.1 | 7.7 | 91 | 0 | 0 | 0 | 307.5307 | -42.3473 | 0 | 0 | 0 | 0 | 33.4031 | 0 | 0 | 600 | 0 | 0
2 | 12 | 23 | 9.1 | 7.8 | 92 | 0 | 0 | 0 | 326.2655 | -48.833 | 0 | 0 | 0 | 0 | 33.5765 | 0 | 0 | 500 | 0 | 0
2 | 12 | 24 | 9 | 8.2 | 95 | 0 | 0 | 0 | 348.63 | -52.4784 | 0 | 0 | 0 | 0 | 33.7836 | 0 | 0 | 400 | 0 | 0
2 | 13 | 1 | 9 | 8.2 | 95 | 0 | 0 | 0 | 12.6387 | -52.3586 | 0 | 0 | 0 | 0 | 30.6726 | 0 | 0 | 350 | 0 | 0
2 | 13 | 2 | 8.9 | 8.3 | 96 | 0 | 0 | 0 | 34.8143 | -48.507 | 0 | 0 | 0 | 0 | 30.8779 | 0 | 0 | 350 | 0 | 0
2 | 13 | 3 | 8.6 | 7.7 | 94 | 0 | 0 | 0 | 53.3225 | -41.8812 | 0 | 0 | 0 | 0 | 31.0493 | 0 | 0 | 350 | 0 | 0
2 | 13 | 4 | 9 | 8.3 | 95 | 0 | 0 | 0 | 68.5253 | -33.5751 | 0 | 0 | 0 | 0 | 31.19 | 0 | 0 | 350 | 0 | 0
2 | 13 | 5 | 9.1 | 8.7 | 97 | 0 | 0 | 0 | 81.5157 | -24.4018 | 83.4843 | 0 | 0 | 0 | 31.3103 | 0 | 0 | 350 | 0 | 0
2 | 13 | 6 | 8.6 | 8.6 | 100 | 0 | 0 | 0 | 93.299 | -14.9135 | 71.701 | 0 | 0 | 0 | 31.4194 | 0 | 0 | 350 | 0 | 0
2 | 13 | 7 | 8.6 | 8.2 | 97 | 0 | 0 | 0 | 104.6612 | -5.5024 | 60.3388 | 0 | 0 | 0 | 31.5246 | 0 | 0 | 350 | 0 | 0
2 | 13 | 8 | 8.3 | 7.9 | 97 | 5 | 0 | 5 | 116.2274 | 3.5474 | 48.7726 | 30.4526 | 0 | 4.5726 | 31.6317 | 4.5726 | 21.729 | 350 | 21.729 | 0
2 | 13 | 9 | 8.4 | 7.6 | 95 | 52 | 0 | 52 | 128.5146 | 11.4339 | 36.4854 | 22.5661 | 0 | 47.555 | 31.7455 | 47.555 | 225.9813 | 350 | 225.9813 | 0
2 | 13 | 10 | 8.4 | 7.8 | 96 | 130 | 41 | 119 | 141.917 | 18.1027 | 23.083 | 15.8973 | 30.6089 | 108.8277 | 31.8696 | 108.8277 | 517.1494 | 600 | 517.1494 | 0
2 | 13 | 11 | 8.8 | 7.4 | 91 | 198 | 68 | 172 | 156.6026 | 22.9596 | 8.3974 | 11.0404 | 56.6281 | 157.2972 | 32.0056 | 157.2972 | 747.4764 | 600 | 600 | 147.4764
2 | 13 | 12 | 9.2 | 6.9 | 86 | 241 | 65 | 213 | 172.354 | 25.5127 | 7.354 | 8.4873 | 55.7434 | 194.7925 | 32.1514 | 194.7925 | 925.654 | 600 | 600 | 325.654
2 | 13 | 13 | 9.7 | 7.1 | 84 | 333 | 308 | 193 | 188.5156 | 25.4546 | 23.5156 | 8.5454 | 252.3428 | 176.5021 | 32.3011 | 176.5021 | 838.7381 | 600 | 600 | 238.7381
2 | 13 | 14 | 8.4 | 5 | 79 | 234 | 99 | 192 | 204.2336 | 22.7934 | 39.2336 | 11.2066 | 71.3284 | 175.5876 | 32.4466 | 175.5876 | 834.3923 | 600 | 600 | 234.3923
2 | 13 | 15 | 9.3 | 5 | 74 | 305 | 465 | 136 | 218.8693 | 17.8484 | 53.8693 | 16.1516 | 264.0952 | 124.3746 | 32.5821 | 124.3746 | 591.0279 | 600 | 591.0279 | 0
2 | 13 | 16 | 8.8 | 4.5 | 74 | 186 | 422 | 78 | 232.2259 | 11.1169 | 67.2259 | 22.8831 | 157.0895 | 71.3325 | 32.7058 | 71.3325 | 338.9719 | 900 | 338.9719 | 0
2 | 13 | 17 | 7.8 | 5.6 | 86 | 59 | 95 | 47 | 244.4855 | 3.2039 | 79.4855 | 30.7961 | 14.0808 | 42.9824 | 32.8193 | 42.9824 | 204.2523 | 900 | 204.2523 | 0
2 | 13 | 18 | 6.2 | 3.4 | 82 | 3 | 0 | 3 | 256.0504 | -5.8837 | 0 | 0 | 0 | 2.7436 | 32.9264 | 2.7436 | 13.0374 | 900 | 13.0374 | 0
2 | 13 | 19 | 6 | 4.5 | 90 | 0 | 0 | 0 | 267.4431 | -15.2881 | 0 | 0 | 0 | 0 | 33.0319 | 0 | 0 | 900 | 0 | 0
2 | 13 | 20 | 5.4 | 4 | 91 | 0 | 0 | 0 | 279.2957 | -24.7482 | 0 | 0 | 0 | 0 | 33.1416 | 0 | 0 | 800 | 0 | 0
2 | 13 | 21 | 4.5 | 3.8 | 95 | 0 | 0 | 0 | 292.402 | -33.8616 | 0 | 0 | 0 | 0 | 33.263 | 0 | 0 | 700 | 0 | 0
2 | 13 | 22 | 5.4 | 3.2 | 86 | 0 | 0 | 0 | 307.7687 | -42.0628 | 0 | 0 | 0 | 0 | 33.4053 | 0 | 0 | 600 | 0 | 0
2 | 13 | 23 | 5 | 3.3 | 89 | 0 | 0 | 0 | 326.4547 | -48.5223 | 0 | 0 | 0 | 0 | 33.5783 | 0 | 0 | 500 | 0 | 0
2 | 13 | 24 | 5.8 | 4.2 | 89 | 0 | 0 | 0 | 348.7076 | -52.1467 | 0 | 0 | 0 | 0 | 33.7843 | 0 | 0 | 400 | 0 | 0
2 | 14 | 1 | 5.5 | 4.3 | 92 | 0 | 0 | 0 | 12.5688 | -52.0261 | 0 | 0 | 0 | 0 | 30.6719 | 0 | 0 | 350 | 0 | 0
2 | 14 | 2 | 5.7 | 4.5 | 92 | 0 | 0 | 0 | 34.6341 | -48.1938 | 0 | 0 | 0 | 0 | 30.8762 | 0 | 0 | 350 | 0 | 0
2 | 14 | 3 | 6 | 4.5 | 90 | 0 | 0 | 0 | 53.094 | -41.5923 | 0 | 0 | 0 | 0 | 31.0472 | 0 | 0 | 350 | 0 | 0
2 | 14 | 4 | 6.3 | 4.9 | 91 | 0 | 0 | 0 | 68.2868 | -33.3048 | 0 | 0 | 0 | 0 | 31.1878 | 0 | 0 | 350 | 0 | 0
2 | 14 | 5 | 5.2 | 4 | 92 | 0 | 0 | 0 | 81.2832 | -24.1413 | 83.7168 | 0 | 0 | 0 | 31.3082 | 0 | 0 | 350 | 0 | 0
2 | 14 | 6 | 5.1 | 4.2 | 94 | 0 | 0 | 0 | 93.0776 | -14.6543 | 71.9224 | 0 | 0 | 0 | 31.4174 | 0 | 0 | 350 | 0 | 0
2 | 14 | 7 | 4.9 | 4.5 | 97 | 0 | 0 | 0 | 104.4529 | -5.2349 | 60.5471 | 0 | 0 | 0 | 31.5227 | 0 | 0 | 350 | 0 | 0
2 | 14 | 8 | 4.8 | 4.4 | 97 | 6 | 0 | 6 | 116.0353 | 3.8125 | 48.9647 | 30.1875 | 0 | 5.4871 | 31.63 | 5.4871 | 26.0748 | 350 | 26.0748 | 0
2 | 14 | 9 | 5.3 | 4.6 | 95 | 73 | 134 | 51 | 128.3448 | 11.7243 | 36.6552 | 22.2757 | 81.4334 | 46.6405 | 31.7439 | 46.6405 | 221.6355 | 350 | 221.6355 | 0
2 | 14 | 10 | 6.5 | 4.9 | 89 | 221 | 370 | 114 | 141.7803 | 18.4123 | 23.2197 | 15.5877 | 277.2946 | 104.2551 | 31.8683 | 104.2551 | 495.4204 | 600 | 495.4204 | 0
2 | 14 | 11 | 8 | 5.4 | 84 | 333 | 587 | 107 | 156.5143 | 23.2858 | 8.4857 | 10.7142 | 490.5872 | 97.8535 | 32.0048 | 97.8535 | 464.9999 | 600 | 464.9999 | 0
2 | 14 | 12 | 8.3 | 4.9 | 79 | 405 | 701 | 93 | 172.3285 | 25.8482 | 7.3285 | 8.1518 | 603.2714 | 85.0502 | 32.1512 | 85.0502 | 404.1588 | 600 | 404.1588 | 0
2 | 14 | 13 | 7.9 | 4.8 | 81 | 425 | 724 | 91 | 188.5587 | 25.7889 | 23.5587 | 8.2111 | 595.2809 | 83.2212 | 32.3015 | 83.2212 | 395.4672 | 600 | 395.4672 | 0
2 | 14 | 14 | 7.5 | 4.7 | 82 | 389 | 678 | 95 | 204.3382 | 23.1159 | 39.3382 | 10.8841 | 490.3565 | 86.8793 | 32.4476 | 86.8793 | 412.8504 | 600 | 412.8504 | 0
2 | 14 | 15 | 7.8 | 4.6 | 80 | 308 | 580 | 95 | 219.0205 | 18.1526 | 54.0205 | 15.8474 | 330.8657 | 86.8793 | 32.5835 | 86.8793 | 412.8504 | 600 | 412.8504 | 0
2 | 14 | 16 | 7.4 | 5.4 | 87 | 191 | 429 | 79 | 232.4087 | 11.4008 | 67.4087 | 22.5992 | 160.6411 | 72.247 | 32.7075 | 72.247 | 343.3177 | 900 | 343.3177 | 0
2 | 14 | 17 | 6.5 | 4.9 | 89 | 63 | 104 | 50 | 244.6895 | 3.461 | 79.6895 | 30.539 | 15.595 | 45.7259 | 32.8212 | 45.7259 | 217.2897 | 900 | 217.2897 | 0
2 | 14 | 18 | 5.4 | 4.6 | 95 | 3 | 0 | 3 | 256.2701 | -5.6237 | 0 | 0 | 0 | 2.7436 | 32.9284 | 2.7436 | 13.0374 | 900 | 13.0374 | 0
2 | 14 | 19 | 4.9 | 4.2 | 95 | 0 | 0 | 0 | 267.676 | -15.0355 | 0 | 0 | 0 | 0 | 33.034 | 0 | 0 | 900 | 0 | 0
2 | 14 | 20 | 4.5 | 3.5 | 93 | 0 | 0 | 0 | 279.5402 | -24.4934 | 0 | 0 | 0 | 0 | 33.1439 | 0 | 0 | 800 | 0 | 0
2 | 14 | 21 | 4.3 | 3.6 | 95 | 0 | 0 | 0 | 292.6532 | -33.5956 | 0 | 0 | 0 | 0 | 33.2653 | 0 | 0 | 700 | 0 | 0
2 | 14 | 22 | 4.4 | 3.7 | 95 | 0 | 0 | 0 | 308.0105 | -41.7762 | 0 | 0 | 0 | 0 | 33.4075 | 0 | 0 | 600 | 0 | 0
2 | 14 | 23 | 3.8 | 3.3 | 97 | 0 | 0 | 0 | 326.6479 | -48.209 | 0 | 0 | 0 | 0 | 33.5801 | 0 | 0 | 500 | 0 | 0
2 | 14 | 24 | 3.9 | 3.5 | 97 | 0 | 0 | 0 | 348.7898 | -51.8118 | 0 | 0 | 0 | 0 | 33.7851 | 0 | 0 | 400 | 0 | 0
2 | 15 | 1 | 4 | 3.3 | 95 | 0 | 0 | 0 | 12.504 | -51.6897 | 0 | 0 | 0 | 0 | 30.6713 | 0 | 0 | 350 | 0 | 0
2 | 15 | 2 | 4.1 | 3.4 | 95 | 0 | 0 | 0 | 34.4583 | -47.8758 | 0 | 0 | 0 | 0 | 30.8746 | 0 | 0 | 350 | 0 | 0
2 | 15 | 3 | 3.9 | 2.9 | 93 | 0 | 0 | 0 | 52.8685 | -41.2982 | 0 | 0 | 0 | 0 | 31.0451 | 0 | 0 | 350 | 0 | 0
2 | 15 | 4 | 3.7 | 3.2 | 97 | 0 | 0 | 0 | 68.0502 | -33.0292 | 0 | 0 | 0 | 0 | 31.1857 | 0 | 0 | 350 | 0 | 0
2 | 15 | 5 | 3.6 | 3.1 | 97 | 0 | 0 | 0 | 81.0516 | -23.8757 | 83.9484 | 0 | 0 | 0 | 31.306 | 0 | 0 | 350 | 0 | 0
2 | 15 | 6 | 3.4 | 3.2 | 99 | 0 | 0 | 0 | 92.8567 | -14.3901 | 72.1433 | 0 | 0 | 0 | 31.4153 | 0 | 0 | 350 | 0 | 0
2 | 15 | 7 | 3.4 | 3 | 97 | 0 | 0 | 0 | 104.245 | -4.9623 | 60.755 | 0 | 0 | 0 | 31.5208 | 0 | 0 | 350 | 0 | 0
2 | 15 | 8 | 3.3 | 3.1 | 99 | 10 | 0 | 10 | 115.8435 | 4.083 | 49.1565 | 29.917 | 0 | 9.1452 | 31.6282 | 9.1452 | 43.4579 | 350 | 43.4579 | 0
2 | 15 | 9 | 3.7 | 3.5 | 99 | 92 | 138 | 69 | 128.1754 | 12.0193 | 36.8246 | 21.9807 | 84.2416 | 63.1018 | 31.7424 | 63.1018 | 299.8597 | 350 | 299.8597 | 0
2 | 15 | 10 | 5 | 3 | 87 | 227 | 474 | 88 | 141.6447 | 18.7263 | 23.3553 | 15.2737 | 356.6184 | 80.4777 | 31.8671 | 80.4777 | 382.4298 | 600 | 382.4298 | 0
2 | 15 | 11 | 5.7 | 2.5 | 80 | 341 | 604 | 105 | 156.4277 | 23.6161 | 8.5723 | 10.3839 | 506.6077 | 96.0245 | 32.004 | 96.0245 | 456.3083 | 600 | 456.3083 | 0
2 | 15 | 12 | 6.7 | 3 | 77 | 412 | 714 | 91 | 172.3058 | 26.1876 | 7.3058 | 7.8124 | 616.5989 | 83.2212 | 32.151 | 83.2212 | 395.4672 | 600 | 395.4672 | 0
2 | 15 | 13 | 7.2 | 1.8 | 69 | 434 | 740 | 89 | 188.6057 | 26.1264 | 23.6057 | 7.8736 | 610.5852 | 81.3922 | 32.3019 | 81.3922 | 386.7756 | 600 | 386.7756 | 0
2 | 15 | 14 | 7.7 | 2.4 | 69 | 401 | 710 | 88 | 204.4476 | 23.4409 | 39.4476 | 10.5591 | 515.4377 | 80.4777 | 32.4486 | 80.4777 | 382.4298 | 600 | 382.4298 | 0
2 | 15 | 15 | 7.3 | 2 | 69 | 318 | 611 | 91 | 219.1767 | 18.4587 | 54.1767 | 15.5413 | 350.0665 | 83.2212 | 32.585 | 83.2212 | 395.4672 | 600 | 395.4672 | 0
2 | 15 | 16 | 7.1 | 2.4 | 72 | 198 | 444 | 79 | 232.5964 | 11.6861 | 67.5964 | 22.3139 | 167.2226 | 72.247 | 32.7092 | 72.247 | 343.3177 | 900 | 343.3177 | 0
2 | 15 | 17 | 6.2 | 2 | 74 | 67 | 113 | 52 | 244.8983 | 3.7201 | 79.8983 | 30.2799 | 17.138 | 47.555 | 32.8231 | 47.555 | 225.9813 | 900 | 225.9813 | 0
2 | 15 | 18 | 5.5 | 1.7 | 76 | 4 | 0 | 4 | 256.4942 | -5.3625 | 0 | 0 | 0 | 3.6581 | 32.9305 | 3.6581 | 17.3832 | 900 | 17.3832 | 0
2 | 15 | 19 | 5.3 | 2 | 79 | 0 | 0 | 0 | 267.9132 | -14.782 | 0 | 0 | 0 | 0 | 33.0362 | 0 | 0 | 900 | 0 | 0
2 | 15 | 20 | 5.1 | 1.4 | 77 | 0 | 0 | 0 | 279.7888 | -24.2374 | 0 | 0 | 0 | 0 | 33.1462 | 0 | 0 | 800 | 0 | 0
2 | 15 | 21 | 5.3 | 1 | 74 | 0 | 0 | 0 | 292.9083 | -33.328 | 0 | 0 | 0 | 0 | 33.2677 | 0 | 0 | 700 | 0 | 0
2 | 15 | 22 | 5.2 | 1.9 | 79 | 0 | 0 | 0 | 308.2561 | -41.4876 | 0 | 0 | 0 | 0 | 33.4098 | 0 | 0 | 600 | 0 | 0
2 | 15 | 23 | 5.2 | 1.6 | 78 | 0 | 0 | 0 | 326.8448 | -47.8932 | 0 | 0 | 0 | 0 | 33.5819 | 0 | 0 | 500 | 0 | 0
2 | 15 | 24 | 5.2 | 1.6 | 78 | 0 | 0 | 0 | 348.8762 | -51.4738 | 0 | 0 | 0 | 0 | 33.7859 | 0 | 0 | 400 | 0 | 0
2 | 16 | 1 | 5.3 | 2 | 79 | 0 | 0 | 0 | 12.4441 | -51.3492 | 0 | 0 | 0 | 0 | 30.6708 | 0 | 0 | 350 | 0 | 0
2 | 16 | 2 | 5.2 | 2.5 | 83 | 0 | 0 | 0 | 34.2871 | -47.5532 | 0 | 0 | 0 | 0 | 30.873 | 0 | 0 | 350 | 0 | 0
2 | 16 | 3 | 5.1 | 2.9 | 86 | 0 | 0 | 0 | 52.6461 | -40.9992 | 0 | 0 | 0 | 0 | 31.043 | 0 | 0 | 350 | 0 | 0
2 | 16 | 4 | 4.9 | 3.4 | 90 | 0 | 0 | 0 | 67.8155 | -32.7486 | 0 | 0 | 0 | 0 | 31.1835 | 0 | 0 | 350 | 0 | 0
2 | 16 | 5 | 4.8 | 3.8 | 93 | 0 | 0 | 0 | 80.8211 | -23.6051 | 84.1789 | 0 | 0 | 0 | 31.3039 | 0 | 0 | 350 | 0 | 0
2 | 16 | 6 | 4.6 | 3.8 | 95 | 0 | 0 | 0 | 92.6363 | -14.1211 | 72.3637 | 0 | 0 | 0 | 31.4133 | 0 | 0 | 350 | 0 | 0
2 | 16 | 7 | 4.5 | 3.8 | 95 | 0 | 0 | 0 | 104.0374 | -4.6845 | 60.9626 | 0 | 0 | 0 | 31.5189 | 0 | 0 | 350 | 0 | 0
2 | 16 | 8 | 4.6 | 3.5 | 93 | 3 | 0 | 3 | 115.6519 | 4.3587 | 49.3481 | 29.6413 | 0 | 2.7436 | 31.6264 | 2.7436 | 13.0374 | 350 | 13.0374 | 0
2 | 16 | 9 | 4.7 | 3.2 | 90 | 30 | 0 | 30 | 128.0066 | 12.3188 | 36.9934 | 21.6812 | 0 | 27.4356 | 31.7408 | 27.4356 | 130.3738 | 350 | 130.3738 | 0
2 | 16 | 10 | 4.7 | 3.2 | 90 | 70 | 0 | 70 | 141.5099 | 19.0447 | 23.4901 | 14.9553 | 0 | 64.0163 | 31.8658 | 64.0163 | 304.2055 | 600 | 304.2055 | 0
2 | 16 | 11 | 4.6 | 2.8 | 88 | 104 | 0 | 104 | 156.3429 | 23.9505 | 8.6571 | 10.0495 | 0 | 95.11 | 32.0032 | 95.11 | 451.9625 | 600 | 451.9625 | 0
2 | 16 | 12 | 4.6 | 3.1 | 90 | 126 | 0 | 126 | 172.2861 | 26.5306 | 7.2861 | 7.4694 | 0 | 115.2294 | 32.1508 | 115.2294 | 547.57 | 600 | 547.57 | 0
2 | 16 | 13 | 4.4 | 3.1 | 91 | 132 | 0 | 132 | 188.6568 | 26.467 | 23.6568 | 7.533 | 0 | 120.7165 | 32.3024 | 120.7165 | 573.6447 | 600 | 573.6447 | 0
2 | 16 | 14 | 4.5 | 3.2 | 91 | 122 | 0 | 122 | 204.5617 | 23.7683 | 39.5617 | 10.2317 | 0 | 111.5713 | 32.4496 | 111.5713 | 530.1868 | 600 | 530.1868 | 0
2 | 16 | 15 | 3.8 | 2.4 | 91 | 97 | 0 | 97 | 219.3379 | 18.7665 | 54.3379 | 15.2335 | 0 | 88.7083 | 32.5865 | 88.7083 | 421.5419 | 600 | 421.5419 | 0
2 | 16 | 16 | 3.8 | 1.4 | 84 | 61 | 0 | 61 | 232.789 | 11.9727 | 67.789 | 22.0273 | 0 | 55.7856 | 32.711 | 55.7856 | 265.0934 | 900 | 265.0934 | 0
2 | 16 | 17 | 3.4 | 2.2 | 92 | 21 | 0 | 21 | 245.1116 | 3.981 | 80.1116 | 30.019 | 0 | 19.2049 | 32.8251 | 19.2049 | 91.2617 | 900 | 91.2617 | 0
2 | 16 | 18 | 3.3 | 0.9 | 84 | 1 | 0 | 1 | 256.7227 | -5.1003 | 0 | 0 | 0 | 0.91452 | 32.9326 | 0.91452 | 4.3458 | 900 | 4.3458 | 0
2 | 16 | 19 | 3.5 | 0.3 | 80 | 0 | 0 | 0 | 268.1545 | -14.5275 | 0 | 0 | 0 | 0 | 33.0385 | 0 | 0 | 900 | 0 | 0
2 | 16 | 20 | 3.7 | -0.1 | 76 | 0 | 0 | 0 | 280.0414 | -23.9803 | 0 | 0 | 0 | 0 | 33.1485 | 0 | 0 | 800 | 0 | 0
2 | 16 | 21 | 3.8 | 0.3 | 78 | 0 | 0 | 0 | 293.1672 | -33.059 | 0 | 0 | 0 | 0 | 33.2701 | 0 | 0 | 700 | 0 | 0
2 | 16 | 22 | 3.8 | 0.9 | 81 | 0 | 0 | 0 | 308.5053 | -41.1971 | 0 | 0 | 0 | 0 | 33.4121 | 0 | 0 | 600 | 0 | 0
2 | 16 | 23 | 3.7 | 0.9 | 82 | 0 | 0 | 0 | 327.0453 | -47.575 | 0 | 0 | 0 | 0 | 33.5838 | 0 | 0 | 500 | 0 | 0
2 | 16 | 24 | 3.7 | 0.9 | 82 | 0 | 0 | 0 | 348.9669 | -51.1327 | 0 | 0 | 0 | 0 | 33.7867 | 0 | 0 | 400 | 0 | 0
2 | 17 | 1 | 3.5 | 0.9 | 83 | 0 | 0 | 0 | 12.3892 | -51.005 | 0 | 0 | 0 | 0 | 30.6703 | 0 | 0 | 350 | 0 | 0
2 | 17 | 2 | 3.3 | 0.4 | 81 | 0 | 0 | 0 | 34.1202 | -47.2261 | 0 | 0 | 0 | 0 | 30.8715 | 0 | 0 | 350 | 0 | 0
2 | 17 | 3 | 3.1 | 0.5 | 83 | 0 | 0 | 0 | 52.4268 | -40.6953 | 0 | 0 | 0 | 0 | 31.041 | 0 | 0 | 350 | 0 | 0
2 | 17 | 4 | 2.9 | 0.5 | 84 | 0 | 0 | 0 | 67.5826 | -32.4631 | 0 | 0 | 0 | 0 | 31.1813 | 0 | 0 | 350 | 0 | 0
2 | 17 | 5 | 2.8 | 0.5 | 85 | 0 | 0 | 0 | 80.5918 | -23.3297 | 84.4082 | 0 | 0 | 0 | 31.3018 | 0 | 0 | 350 | 0 | 0
2 | 17 | 6 | 2.7 | 0.5 | 85 | 0 | 0 | 0 | 92.4166 | -13.8473 | 72.5834 | 0 | 0 | 0 | 31.4113 | 0 | 0 | 350 | 0 | 0
2 | 17 | 7 | 2.8 | 0.6 | 85 | 0 | 0 | 0 | 103.8302 | -4.4017 | 61.1698 | 0 | 0 | 0 | 31.5169 | 0 | 0 | 350 | 0 | 0
2 | 17 | 8 | 2.8 | 0.6 | 85 | 4 | 0 | 4 | 115.4607 | 4.6395 | 49.5393 | 29.3605 | 0 | 3.6581 | 31.6246 | 3.6581 | 17.3832 | 350 | 17.3832 | 0
2 | 17 | 9 | 2 | 1.6 | 97 | 31 | 0 | 31 | 127.8382 | 12.6226 | 37.1618 | 21.3774 | 0 | 28.3501 | 31.7392 | 28.3501 | 134.7196 | 350 | 134.7196 | 0
2 | 17 | 10 | 1.7 | 1.5 | 99 | 72 | 0 | 72 | 141.3761 | 19.3672 | 23.6239 | 14.6328 | 0 | 65.8454 | 31.8646 | 65.8454 | 312.8971 | 600 | 312.8971 | 0
2 | 17 | 11 | 1.9 | 1.5 | 97 | 106 | 0 | 106 | 156.2599 | 24.2889 | 8.7401 | 9.7111 | 0 | 96.939 | 32.0024 | 96.939 | 460.6541 | 600 | 460.6541 | 0
2 | 17 | 12 | 1.8 | 1.6 | 99 | 128 | 0 | 128 | 172.2692 | 26.8773 | 7.2692 | 7.1227 | 0 | 117.0584 | 32.1506 | 117.0584 | 556.2615 | 600 | 556.2615 | 0
2 | 17 | 13 | 1.4 | 1.2 | 99 | 134 | 0 | 134 | 188.7118 | 26.8106 | 23.7118 | 7.1894 | 0 | 122.5455 | 32.3029 | 122.5455 | 582.3363 | 600 | 582.3363 | 0
2 | 17 | 14 | 1.7 | 1.5 | 99 | 124 | 0 | 124 | 204.6805 | 24.0981 | 39.6805 | 9.9019 | 0 | 113.4003 | 32.4507 | 113.4003 | 538.8784 | 600 | 538.8784 | 0
2 | 17 | 15 | 0.6 | 0.6 | 100 | 99 | 0 | 99 | 219.504 | 19.0761 | 54.504 | 14.9239 | 0 | 90.5374 | 32.588 | 90.5374 | 430.2335 | 600 | 430.2335 | 0
2 | 17 | 16 | 1.1 | 1.1 | 100 | 63 | 0 | 63 | 232.9864 | 12.2606 | 67.9864 | 21.7394 | 0 | 57.6147 | 32.7128 | 57.6147 | 273.785 | 900 | 273.785 | 0
2 | 17 | 17 | 1.5 | 1.5 | 100 | 22 | 0 | 22 | 245.3294 | 4.2435 | 80.3294 | 29.7565 | 0 | 20.1194 | 32.8271 | 20.1194 | 95.6075 | 900 | 95.6075 | 0
2 | 17 | 18 | 1.9 | 1.7 | 99 | 2 | 0 | 2 | 256.9553 | -4.8369 | 0 | 0 | 0 | 1.829 | 32.9348 | 1.829 | 8.6916 | 900 | 8.6916 | 0
2 | 17 | 19 | 2.5 | 2.5 | 100 | 0 | 0 | 0 | 268.3998 | -14.2722 | 0 | 0 | 0 | 0 | 33.0407 | 0 | 0 | 900 | 0 | 0
2 | 17 | 20 | 2.9 | 2.7 | 99 | 0 | 0 | 0 | 280.2977 | -23.7222 | 0 | 0 | 0 | 0 | 33.1509 | 0 | 0 | 800 | 0 | 0
2 | 17 | 21 | 2.9 | 2.7 | 99 | 0 | 0 | 0 | 293.4296 | -32.7886 | 0 | 0 | 0 | 0 | 33.2725 | 0 | 0 | 700 | 0 | 0
2 | 17 | 22 | 3 | 2.2 | 94 | 0 | 0 | 0 | 308.7578 | -40.9048 | 0 | 0 | 0 | 0 | 33.4144 | 0 | 0 | 600 | 0 | 0
2 | 17 | 23 | 3.1 | 2.1 | 93 | 0 | 0 | 0 | 327.2492 | -47.2543 | 0 | 0 | 0 | 0 | 33.5856 | 0 | 0 | 500 | 0 | 0
2 | 17 | 24 | 2.9 | 1.9 | 93 | 0 | 0 | 0 | 349.0615 | -50.7886 | 0 | 0 | 0 | 0 | 33.7876 | 0 | 0 | 400 | 0 | 0
2 | 18 | 1 | 3 | 1.6 | 91 | 0 | 0 | 0 | 12.3389 | -50.6571 | 0 | 0 | 0 | 0 | 30.6698 | 0 | 0 | 350 | 0 | 0
2 | 18 | 2 | 3 | 2 | 93 | 0 | 0 | 0 | 33.9577 | -46.8946 | 0 | 0 | 0 | 0 | 30.87 | 0 | 0 | 350 | 0 | 0
2 | 18 | 3 | 3 | 2 | 93 | 0 | 0 | 0 | 52.2107 | -40.3866 | 0 | 0 | 0 | 0 | 31.039 | 0 | 0 | 350 | 0 | 0
2 | 18 | 4 | 2.9 | 1.9 | 93 | 0 | 0 | 0 | 67.3518 | -32.1728 | 0 | 0 | 0 | 0 | 31.1792 | 0 | 0 | 350 | 0 | 0
2 | 18 | 5 | 2.7 | 1.9 | 94 | 0 | 0 | 0 | 80.3636 | -23.0495 | 84.6364 | 0 | 0 | 0 | 31.2997 | 0 | 0 | 350 | 0 | 0
2 | 18 | 6 | 2.8 | 2 | 94 | 0 | 0 | 0 | 92.1976 | -13.569 | 72.8024 | 0 | 0 | 0 | 31.4092 | 0 | 0 | 350 | 0 | 0
2 | 18 | 7 | 2.7 | 1.9 | 94 | 0 | 0 | 0 | 103.6234 | -4.1137 | 61.3766 | 0 | 0 | 0 | 31.515 | 0 | 0 | 350 | 0 | 0
2 | 18 | 8 | 2.1 | 1.3 | 94 | 14 | 0 | 14 | 115.2699 | 4.9253 | 49.7301 | 29.0747 | 0 | 12.8033 | 31.6229 | 12.8033 | 60.8411 | 350 | 60.8411 | 0
2 | 18 | 9 | 3.6 | 2.8 | 94 | 99 | 161 | 70 | 127.6703 | 12.9307 | 37.3297 | 21.0693 | 99.6409 | 64.0163 | 31.7377 | 64.0163 | 304.2055 | 350 | 304.2055 | 0
2 | 18 | 10 | 4.9 | 3.6 | 91 | 221 | 367 | 108 | 141.2433 | 19.6938 | 23.7567 | 14.3062 | 279.3795 | 98.768 | 31.8634 | 98.768 | 469.3457 | 600 | 469.3457 | 0
2 | 18 | 11 | 6.2 | 4.3 | 88 | 358 | 572 | 125 | 156.1786 | 24.6311 | 8.8214 | 9.3689 | 484.9534 | 114.3148 | 32.0017 | 114.3148 | 543.2242 | 600 | 543.2242 | 0
2 | 18 | 12 | 7 | 5 | 87 | 429 | 724 | 92 | 172.2552 | 27.2274 | 7.2552 | 6.7726 | 631.7304 | 84.1357 | 32.1505 | 84.1357 | 399.813 | 600 | 399.813 | 0
2 | 18 | 13 | 7.1 | 4.9 | 86 | 442 | 703 | 102 | 188.7708 | 27.1571 | 23.7708 | 6.8429 | 586.1164 | 93.2809 | 32.3034 | 93.2809 | 443.2709 | 600 | 443.2709 | 0
2 | 18 | 14 | 7.2 | 4.7 | 84 | 379 | 494 | 154 | 204.804 | 24.4301 | 39.804 | 9.5699 | 362.5991 | 140.8359 | 32.4519 | 140.8359 | 669.2522 | 600 | 600 | 69.2522
2 | 18 | 15 | 7.1 | 4.6 | 84 | 203 | 97 | 165 | 219.6749 | 19.3872 | 54.6749 | 14.6128 | 56.2793 | 150.8956 | 32.5896 | 150.8956 | 717.0559 | 600 | 600 | 117.0559
2 | 18 | 16 | 7.5 | 5 | 84 | 193 | 265 | 118 | 233.1884 | 12.5496 | 68.1884 | 21.4504 | 101.4801 | 107.9132 | 32.7147 | 107.9132 | 512.8036 | 900 | 512.8036 | 0
2 | 18 | 17 | 7 | 4.7 | 85 | 47 | 0 | 47 | 245.5516 | 4.5075 | 80.5516 | 29.4925 | 0 | 42.9824 | 32.8292 | 42.9824 | 204.2523 | 900 | 204.2523 | 0
2 | 18 | 18 | 6.1 | 4.2 | 88 | 5 | 0 | 5 | 257.1921 | -4.5724 | 0 | 0 | 0 | 4.5726 | 32.937 | 4.5726 | 21.729 | 900 | 21.729 | 0
2 | 18 | 19 | 3.5 | 2.7 | 94 | 0 | 0 | 0 | 268.6489 | -14.016 | 0 | 0 | 0 | 0 | 33.043 | 0 | 0 | 900 | 0 | 0
2 | 18 | 20 | 4.4 | 3.5 | 94 | 0 | 0 | 0 | 280.5577 | -23.463 | 0 | 0 | 0 | 0 | 33.1533 | 0 | 0 | 800 | 0 | 0
2 | 18 | 21 | 5.3 | 4.3 | 93 | 0 | 0 | 0 | 293.6955 | -32.5168 | 0 | 0 | 0 | 0 | 33.275 | 0 | 0 | 700 | 0 | 0
2 | 18 | 22 | 5.6 | 4.5 | 93 | 0 | 0 | 0 | 309.0136 | -40.6106 | 0 | 0 | 0 | 0 | 33.4168 | 0 | 0 | 600 | 0 | 0
2 | 18 | 23 | 5.6 | 4.4 | 92 | 0 | 0 | 0 | 327.4562 | -46.9314 | 0 | 0 | 0 | 0 | 33.5876 | 0 | 0 | 500 | 0 | 0
2 | 18 | 24 | 4.8 | 3.8 | 93 | 0 | 0 | 0 | 349.1598 | -50.4416 | 0 | 0 | 0 | 0 | 33.7885 | 0 | 0 | 400 | 0 | 0
2 | 19 | 1 | 5.2 | 4.3 | 94 | 0 | 0 | 0 | 12.2933 | -50.3057 | 0 | 0 | 0 | 0 | 30.6694 | 0 | 0 | 350 | 0 | 0
2 | 19 | 2 | 5.3 | 4.1 | 92 | 0 | 0 | 0 | 33.7995 | -46.5589 | 0 | 0 | 0 | 0 | 30.8685 | 0 | 0 | 350 | 0 | 0
2 | 19 | 3 | 5 | 4.3 | 95 | 0 | 0 | 0 | 51.9977 | -40.0734 | 0 | 0 | 0 | 0 | 31.037 | 0 | 0 | 350 | 0 | 0
2 | 19 | 4 | 4.9 | 3.9 | 93 | 0 | 0 | 0 | 67.123 | -31.8777 | 0 | 0 | 0 | 0 | 31.1771 | 0 | 0 | 350 | 0 | 0
2 | 19 | 5 | 4 | 3.3 | 95 | 0 | 0 | 0 | 80.1366 | -22.7647 | 84.8634 | 0 | 0 | 0 | 31.2976 | 0 | 0 | 350 | 0 | 0
2 | 19 | 6 | 3.1 | 3.1 | 100 | 0 | 0 | 0 | 91.9793 | -13.2861 | 73.0207 | 0 | 0 | 0 | 31.4072 | 0 | 0 | 350 | 0 | 0
2 | 19 | 7 | 3.5 | 3.5 | 100 | 0 | 0 | 0 | 103.417 | -3.8207 | 61.583 | 0 | 0 | 0 | 31.5131 | 0 | 0 | 350 | 0 | 0
2 | 19 | 8 | 4 | 4 | 100 | 9 | 0 | 9 | 115.0794 | 5.2165 | 49.9206 | 28.7835 | 0 | 8.2307 | 31.6211 | 8.2307 | 39.1121 | 350 | 39.1121 | 0
2 | 19 | 9 | 4 | 4 | 100 | 90 | 97 | 72 | 127.5029 | 13.2429 | 37.4971 | 20.7571 | 60.312 | 65.8454 | 31.7361 | 65.8454 | 312.8971 | 350 | 312.8971 | 0
2 | 19 | 10 | 5.4 | 4.4 | 93 | 151 | 50 | 135 | 141.1114 | 20.0243 | 23.8886 | 13.9757 | 38.2129 | 123.46 | 31.8621 | 123.46 | 586.6821 | 600 | 586.6821 | 0
2 | 19 | 11 | 7.1 | 4.6 | 84 | 360 | 505 | 152 | 156.0991 | 24.977 | 8.9009 | 9.023 | 429.6825 | 139.0069 | 32.0009 | 139.0069 | 660.5606 | 600 | 600 | 60.5606
2 | 19 | 12 | 8.4 | 4.6 | 77 | 436 | 727 | 94 | 172.2441 | 27.5809 | 7.2441 | 6.4191 | 636.5127 | 85.9648 | 32.1504 | 85.9648 | 408.5046 | 600 | 408.5046 | 0
2 | 19 | 13 | 8.2 | 4.3 | 76 | 457 | 749 | 92 | 188.8338 | 27.5064 | 23.8338 | 6.4936 | 626.5934 | 84.1357 | 32.304 | 84.1357 | 399.813 | 600 | 399.813 | 0
2 | 19 | 14 | 8.2 | 4.3 | 76 | 423 | 719 | 92 | 204.9321 | 24.7642 | 39.9321 | 9.2358 | 529.6377 | 84.1357 | 32.4531 | 84.1357 | 399.813 | 600 | 399.813 | 0
2 | 19 | 15 | 7.8 | 4.6 | 80 | 328 | 537 | 117 | 219.8506 | 19.6998 | 54.8506 | 14.3002 | 312.8308 | 106.9987 | 32.5912 | 106.9987 | 508.4578 | 600 | 508.4578 | 0
2 | 19 | 16 | 7.6 | 4.9 | 83 | 218 | 461 | 85 | 233.3951 | 12.8396 | 68.3951 | 21.1604 | 177.4755 | 77.7341 | 32.7166 | 77.7341 | 369.3924 | 900 | 369.3924 | 0
2 | 19 | 17 | 6.8 | 5 | 88 | 82 | 190 | 53 | 245.7782 | 4.7729 | 80.7782 | 29.2271 | 30.0742 | 48.4695 | 32.8313 | 48.4695 | 230.327 | 900 | 230.327 | 0
2 | 19 | 18 | 5.7 | 4.8 | 94 | 7 | 0 | 7 | 257.433 | -4.3068 | 0 | 0 | 0 | 6.4016 | 32.9392 | 6.4016 | 30.4206 | 900 | 30.4206 | 0
2 | 19 | 19 | 5.6 | 3.7 | 88 | 0 | 0 | 0 | 268.9018 | -13.7592 | 0 | 0 | 0 | 0 | 33.0454 | 0 | 0 | 900 | 0 | 0
2 | 19 | 20 | 5.8 | 3.9 | 88 | 0 | 0 | 0 | 280.8212 | -23.2029 | 0 | 0 | 0 | 0 | 33.1558 | 0 | 0 | 800 | 0 | 0
2 | 19 | 21 | 5.7 | 4.5 | 92 | 0 | 0 | 0 | 293.9647 | -32.2436 | 0 | 0 | 0 | 0 | 33.2775 | 0 | 0 | 700 | 0 | 0
2 | 19 | 22 | 5.2 | 4.1 | 93 | 0 | 0 | 0 | 309.2724 | -40.3146 | 0 | 0 | 0 | 0 | 33.4192 | 0 | 0 | 600 | 0 | 0
2 | 19 | 23 | 5.3 | 3.1 | 86 | 0 | 0 | 0 | 327.6663 | -46.6062 | 0 | 0 | 0 | 0 | 33.5895 | 0 | 0 | 500 | 0 | 0
2 | 19 | 24 | 5 | 3.2 | 88 | 0 | 0 | 0 | 349.2618 | -50.092 | 0 | 0 | 0 | 0 | 33.7895 | 0 | 0 | 400 | 0 | 0
2 | 20 | 1 | 4.9 | 3.4 | 90 | 0 | 0 | 0 | 12.2521 | -49.9508 | 0 | 0 | 0 | 0 | 30.669 | 0 | 0 | 350 | 0 | 0
2 | 20 | 2 | 4.9 | 3 | 87 | 0 | 0 | 0 | 33.6455 | -46.2191 | 0 | 0 | 0 | 0 | 30.8671 | 0 | 0 | 350 | 0 | 0
2 | 20 | 3 | 4.6 | 2.9 | 88 | 0 | 0 | 0 | 51.7879 | -39.7557 | 0 | 0 | 0 | 0 | 31.0351 | 0 | 0 | 350 | 0 | 0
2 | 20 | 4 | 4.4 | 2.7 | 89 | 0 | 0 | 0 | 66.8962 | -31.5782 | 0 | 0 | 0 | 0 | 31.175 | 0 | 0 | 350 | 0 | 0
2 | 20 | 5 | 3.7 | 1.6 | 86 | 0 | 0 | 0 | 79.9109 | -22.4754 | 85.0891 | 0 | 0 | 0 | 31.2955 | 0 | 0 | 350 | 0 | 0
2 | 20 | 6 | 3.3 | 1.5 | 88 | 0 | 0 | 0 | 91.7618 | -12.9989 | 73.2382 | 0 | 0 | 0 | 31.4052 | 0 | 0 | 350 | 0 | 0
2 | 20 | 7 | 3.2 | 0.5 | 82 | 0 | 0 | 0 | 103.2111 | -3.5224 | 61.7889 | 0 | 0 | 0 | 31.5112 | 0 | 0 | 350 | 0 | 0
2 | 20 | 8 | 3.2 | -0.6 | 76 | 10 | 0 | 10 | 114.8893 | 5.5119 | 50.1107 | 28.4881 | 0 | 9.1452 | 31.6193 | 9.1452 | 43.4579 | 350 | 43.4579 | 0
2 | 20 | 9 | 3.3 | -0.6 | 75 | 95 | 145 | 67 | 127.336 | 13.5591 | 37.664 | 20.4409 | 90.5801 | 61.2728 | 31.7346 | 61.2728 | 291.1681 | 350 | 291.1681 | 0
2 | 20 | 10 | 3.6 | -1.7 | 67 | 233 | 324 | 130 | 140.9804 | 20.3587 | 24.0196 | 13.6413 | 248.5996 | 118.8874 | 31.8609 | 118.8874 | 564.9531 | 600 | 564.9531 | 0
2 | 20 | 11 | 4 | -2 | 64 | 361 | 512 | 147 | 156.0213 | 25.3266 | 8.9787 | 8.6734 | 437.1945 | 134.4343 | 32.0002 | 134.4343 | 638.8316 | 600 | 600 | 38.8316
2 | 20 | 12 | 4.3 | -0.9 | 68 | 270 | 109 | 219 | 172.2358 | 27.9375 | 7.2358 | 6.0625 | 95.7566 | 200.2796 | 32.1503 | 200.2796 | 951.7287 | 600 | 600 | 351.7287
2 | 20 | 13 | 3.9 | -0.5 | 73 | 140 | 0 | 140 | 188.9008 | 27.8583 | 23.9008 | 6.1417 | 0 | 128.0326 | 32.3046 | 128.0326 | 608.4111 | 600 | 600 | 8.4111
2 | 20 | 14 | 4 | -0.7 | 71 | 263 | 107 | 213 | 205.0649 | 25.1003 | 40.0649 | 8.8997 | 79.0972 | 194.7925 | 32.4543 | 194.7925 | 925.654 | 600 | 600 | 325.654
2 | 20 | 15 | 3.9 | -1 | 70 | 317 | 378 | 166 | 220.0311 | 20.0138 | 55.0311 | 13.9862 | 221.0815 | 151.8101 | 32.5929 | 151.8101 | 721.4017 | 600 | 600 | 121.4017
2 | 20 | 16 | 4.6 | 0 | 72 | 179 | 148 | 136 | 233.6064 | 13.1306 | 68.6064 | 20.8694 | 57.273 | 124.3746 | 32.7186 | 124.3746 | 591.0279 | 900 | 591.0279 | 0
2 | 20 | 17 | 2.8 | -1.5 | 72 | 79 | 73 | 67 | 246.009 | 5.0397 | 81.009 | 28.9603 | 11.6713 | 61.2728 | 32.8334 | 61.2728 | 291.1681 | 900 | 291.1681 | 0
2 | 20 | 18 | 3.4 | 0.2 | 80 | 5 | 0 | 5 | 257.6777 | -4.0401 | 0 | 0 | 0 | 4.5726 | 32.9415 | 4.5726 | 21.729 | 900 | 21.729 | 0
2 | 20 | 19 | 2.7 | 0.2 | 84 | 0 | 0 | 0 | 269.1584 | -13.5016 | 0 | 0 | 0 | 0 | 33.0478 | 0 | 0 | 900 | 0 | 0
2 | 20 | 20 | 1.5 | -1 | 83 | 0 | 0 | 0 | 281.0881 | -22.9418 | 0 | 0 | 0 | 0 | 33.1582 | 0 | 0 | 800 | 0 | 0
2 | 20 | 21 | 0.7 | -1.7 | 83 | 0 | 0 | 0 | 294.237 | -31.9692 | 0 | 0 | 0 | 0 | 33.28 | 0 | 0 | 700 | 0 | 0
2 | 20 | 22 | 0.2 | -1.6 | 86 | 0 | 0 | 0 | 309.534 | -40.0169 | 0 | 0 | 0 | 0 | 33.4216 | 0 | 0 | 600 | 0 | 0
2 | 20 | 23 | 0.8 | -1.2 | 86 | 0 | 0 | 0 | 327.8791 | -46.2788 | 0 | 0 | 0 | 0 | 33.5915 | 0 | 0 | 500 | 0 | 0
2 | 20 | 24 | 1 | -0.7 | 88 | 0 | 0 | 0 | 349.3671 | -49.7396 | 0 | 0 | 0 | 0 | 33.7904 | 0 | 0 | 400 | 0 | 0
2 | 21 | 1 | 1.5 | -0.5 | 86 | 0 | 0 | 0 | 12.2152 | -49.5927 | 0 | 0 | 0 | 0 | 30.6687 | 0 | 0 | 350 | 0 | 0
2 | 21 | 2 | 1.7 | -0.6 | 84 | 0 | 0 | 0 | 33.4958 | -45.8754 | 0 | 0 | 0 | 0 | 30.8657 | 0 | 0 | 350 | 0 | 0
2 | 21 | 3 | 1.6 | -0.4 | 86 | 0 | 0 | 0 | 51.5813 | -39.4337 | 0 | 0 | 0 | 0 | 31.0332 | 0 | 0 | 350 | 0 | 0
2 | 21 | 4 | 1.4 | -0.3 | 88 | 0 | 0 | 0 | 66.6716 | -31.2742 | 0 | 0 | 0 | 0 | 31.1729 | 0 | 0 | 350 | 0 | 0
2 | 21 | 5 | 1.3 | -1 | 84 | 0 | 0 | 0 | 79.6865 | -22.1818 | 85.3135 | 0 | 0 | 0 | 31.2934 | 0 | 0 | 350 | 0 | 0
2 | 21 | 6 | 1.2 | -1.1 | 84 | 0 | 0 | 0 | 91.545 | -12.7074 | 73.455 | 0 | 0 | 0 | 31.4032 | 0 | 0 | 350 | 0 | 0
2 | 21 | 7 | 1.3 | -1 | 84 | 0 | 0 | 0 | 103.0058 | -3.2187 | 61.9942 | 0 | 0 | 0 | 31.5093 | 0 | 0 | 350 | 0 | 0
2 | 21 | 8 | 1.6 | -0.4 | 86 | 14 | 0 | 14 | 114.6996 | 5.8116 | 50.3004 | 28.1884 | 0 | 12.8033 | 31.6176 | 12.8033 | 60.8411 | 350 | 60.8411 | 0
2 | 21 | 9 | 1.4 | 0.3 | 92 | 75 | 69 | 61 | 127.1697 | 13.8791 | 37.8303 | 20.1209 | 43.307 | 55.7856 | 31.7331 | 55.7856 | 265.0934 | 350 | 265.0934 | 0
2 | 21 | 10 | 1.4 | 0 | 90 | 79 | 0 | 79 | 140.8503 | 20.6967 | 24.1497 | 13.3033 | 0 | 72.247 | 31.8597 | 72.247 | 343.3177 | 600 | 343.3177 | 0
2 | 21 | 11 | 1.9 | -0.3 | 85 | 230 | 98 | 188 | 155.9453 | 25.6796 | 9.0547 | 8.3204 | 83.9797 | 171.9295 | 31.9995 | 171.9295 | 817.0091 | 600 | 600 | 217.0091
2 | 21 | 12 | 2.8 | 0 | 82 | 274 | 98 | 226 | 172.2304 | 28.2974 | 7.2304 | 5.7026 | 86.3828 | 206.6812 | 32.1503 | 206.6812 | 982.1493 | 600 | 600 | 382.1493
2 | 21 | 13 | 4 | 0.6 | 78 | 456 | 545 | 184 | 188.9716 | 28.2128 | 23.9716 | 5.7872 | 458.9897 | 168.2715 | 32.3053 | 168.2715 | 799.626 | 600 | 600 | 199.626
2 | 21 | 14 | 4.6 | 1 | 77 | 438 | 723 | 97 | 205.2022 | 25.4382 | 40.2022 | 8.5618 | 536.3146 | 88.7083 | 32.4556 | 88.7083 | 421.5419 | 600 | 421.5419 | 0
2 | 21 | 15 | 5 | 0.3 | 72 | 354 | 646 | 94 | 220.2163 | 20.329 | 55.2163 | 13.671 | 379.302 | 85.9648 | 32.5946 | 85.9648 | 408.5046 | 600 | 408.5046 | 0
2 | 21 | 16 | 4.3 | 0.6 | 77 | 227 | 414 | 104 | 233.8221 | 13.4225 | 68.8221 | 20.5775 | 161.0226 | 95.11 | 32.7206 | 95.11 | 451.9625 | 900 | 451.9625 | 0
2 | 21 | 17 | 5.2 | 1.3 | 76 | 72 | 100 | 56 | 246.2439 | 5.3082 | 81.2439 | 28.6918 | 16.1457 | 51.2131 | 32.8356 | 51.2131 | 243.3644 | 900 | 243.3644 | 0
2 | 21 | 18 | 5.3 | 1.5 | 76 | 5 | 0 | 5 | 257.9262 | -3.7722 | 0 | 0 | 0 | 4.5726 | 32.9438 | 4.5726 | 21.729 | 900 | 21.729 | 0
2 | 21 | 19 | 5.3 | 1.7 | 78 | 0 | 0 | 0 | 269.4184 | -13.2433 | 0 | 0 | 0 | 0 | 33.0502 | 0 | 0 | 900 | 0 | 0
2 | 21 | 20 | 5 | 1.7 | 79 | 0 | 0 | 0 | 281.3582 | -22.6798 | 0 | 0 | 0 | 0 | 33.1607 | 0 | 0 | 800 | 0 | 0
2 | 21 | 21 | 4.8 | 2 | 82 | 0 | 0 | 0 | 294.5122 | -31.6935 | 0 | 0 | 0 | 0 | 33.2825 | 0 | 0 | 700 | 0 | 0
2 | 21 | 22 | 4.7 | 2.2 | 84 | 0 | 0 | 0 | 309.7983 | -39.7176 | 0 | 0 | 0 | 0 | 33.4241 | 0 | 0 | 600 | 0 | 0
2 | 21 | 23 | 4.2 | 2.5 | 89 | 0 | 0 | 0 | 328.0945 | -45.9494 | 0 | 0 | 0 | 0 | 33.5935 | 0 | 0 | 500 | 0 | 0
2 | 21 | 24 | 4.4 | 3.2 | 92 | 0 | 0 | 0 | 349.4757 | -49.3847 | 0 | 0 | 0 | 0 | 33.7914 | 0 | 0 | 400 | 0 | 0
2 | 22 | 1 | 4.2 | 3 | 92 | 0 | 0 | 0 | 12.1825 | -49.2313 | 0 | 0 | 0 | 0 | 30.6684 | 0 | 0 | 350 | 0 | 0
2 | 22 | 2 | 4.2 | 3.2 | 93 | 0 | 0 | 0 | 33.3501 | -45.5279 | 0 | 0 | 0 | 0 | 30.8644 | 0 | 0 | 350 | 0 | 0
2 | 22 | 3 | 4 | 3 | 93 | 0 | 0 | 0 | 51.3778 | -39.1075 | 0 | 0 | 0 | 0 | 31.0313 | 0 | 0 | 350 | 0 | 0
2 | 22 | 4 | 4.2 | 3.2 | 93 | 0 | 0 | 0 | 66.449 | -30.9659 | 0 | 0 | 0 | 0 | 31.1708 | 0 | 0 | 350 | 0 | 0
2 | 22 | 5 | 4.2 | 3.2 | 93 | 0 | 0 | 0 | 79.4634 | -21.884 | 85.5366 | 0 | 0 | 0 | 31.2913 | 0 | 0 | 350 | 0 | 0
2 | 22 | 6 | 3.2 | 2.4 | 94 | 0 | 0 | 0 | 91.3291 | -12.4118 | 73.6709 | 0 | 0 | 0 | 31.4012 | 0 | 0 | 350 | 0 | 0
2 | 22 | 7 | 3.3 | 2.6 | 95 | 0 | 0 | 0 | 102.8009 | -2.9094 | 62.1991 | 0 | 0 | 0 | 31.5074 | 0 | 0 | 350 | 0 | 0
2 | 22 | 8 | 3.1 | 2.4 | 95 | 12 | 0 | 12 | 114.5103 | 6.1156 | 50.4897 | 27.8844 | 0 | 10.9742 | 31.6158 | 10.9742 | 52.1495 | 350 | 52.1495 | 0
2 | 22 | 9 | 3.7 | 2.8 | 94 | 77 | 35 | 70 | 127.0038 | 14.2029 | 37.9962 | 19.7971 | 22.0714 | 64.0163 | 31.7315 | 64.0163 | 304.2055 | 350 | 304.2055 | 0
2 | 22 | 10 | 3.8 | 2.5 | 91 | 162 | 54 | 144 | 140.7211 | 21.0383 | 24.2789 | 12.9617 | 41.7622 | 131.6907 | 31.8585 | 131.6907 | 625.7942 | 600 | 600 | 25.7942
2 | 22 | 11 | 3.7 | 2.8 | 94 | 115 | 0 | 115 | 155.8709 | 26.036 | 9.1291 | 7.964 | 0 | 105.1697 | 31.9988 | 105.1697 | 499.7662 | 600 | 499.7662 | 0
2 | 22 | 12 | 4 | 3.1 | 94 | 137 | 0 | 137 | 172.2278 | 28.6602 | 7.2278 | 5.3398 | 0 | 125.2891 | 32.1503 | 125.2891 | 595.3737 | 600 | 595.3737 | 0
2 | 22 | 13 | 5 | 3.3 | 89 | 289 | 120 | 228 | 189.0464 | 28.5697 | 24.0464 | 5.4303 | 101.3943 | 208.5103 | 32.306 | 208.5103 | 990.8409 | 600 | 600 | 390.8409
2 | 22 | 14 | 6.2 | 3.4 | 82 | 133 | 0 | 133 | 205.3441 | 25.7779 | 40.3441 | 8.2221 | 0 | 121.631 | 32.4569 | 121.631 | 577.9905 | 600 | 577.9905 | 0
2 | 22 | 15 | 5.7 | 3.2 | 84 | 108 | 0 | 108 | 220.4062 | 20.6455 | 55.4062 | 13.3545 | 0 | 98.768 | 32.5964 | 98.768 | 469.3457 | 600 | 469.3457 | 0
2 | 22 | 16 | 5.5 | 3.5 | 87 | 70 | 0 | 70 | 234.0422 | 13.7152 | 69.0422 | 20.2848 | 0 | 64.0163 | 32.7226 | 64.0163 | 304.2055 | 900 | 304.2055 | 0
2 | 22 | 17 | 5.8 | 3.6 | 86 | 28 | 0 | 28 | 246.4829 | 5.5773 | 81.4829 | 28.4227 | 0 | 25.6065 | 32.8378 | 25.6065 | 121.6822 | 900 | 121.6822 | 0
2 | 22 | 18 | 5.3 | 2.8 | 84 | 3 | 0 | 3 | 258.1785 | -3.503 | 0 | 0 | 0 | 2.7436 | 32.9461 | 2.7436 | 13.0374 | 900 | 13.0374 | 0
2 | 22 | 19 | 4.2 | 2.7 | 90 | 0 | 0 | 0 | 269.6819 | -12.9844 | 0 | 0 | 0 | 0 | 33.0526 | 0 | 0 | 900 | 0 | 0
2 | 22 | 20 | 3.5 | 2.2 | 91 | 0 | 0 | 0 | 281.6315 | -22.417 | 0 | 0 | 0 | 0 | 33.1633 | 0 | 0 | 800 | 0 | 0
2 | 22 | 21 | 2.8 | 0.1 | 82 | 0 | 0 | 0 | 294.7903 | -31.4167 | 0 | 0 | 0 | 0 | 33.2851 | 0 | 0 | 700 | 0 | 0
2 | 22 | 22 | 2.7 | 0 | 82 | 0 | 0 | 0 | 310.0652 | -39.4166 | 0 | 0 | 0 | 0 | 33.4265 | 0 | 0 | 600 | 0 | 0
2 | 22 | 23 | 2.8 | -0.5 | 79 | 0 | 0 | 0 | 328.3123 | -45.6179 | 0 | 0 | 0 | 0 | 33.5955 | 0 | 0 | 500 | 0 | 0
2 | 22 | 24 | 3 | -0.9 | 75 | 0 | 0 | 0 | 349.5873 | -49.0273 | 0 | 0 | 0 | 0 | 33.7925 | 0 | 0 | 400 | 0 | 0
2 | 23 | 1 | 3.6 | -0.2 | 76 | 0 | 0 | 0 | 12.1537 | -48.8669 | 0 | 0 | 0 | 0 | 30.6681 | 0 | 0 | 350 | 0 | 0
2 | 23 | 2 | 3.8 | 0.4 | 78 | 0 | 0 | 0 | 33.2085 | -45.1767 | 0 | 0 | 0 | 0 | 30.863 | 0 | 0 | 350 | 0 | 0
2 | 23 | 3 | 4.1 | 0.2 | 76 | 0 | 0 | 0 | 51.1775 | -38.7772 | 0 | 0 | 0 | 0 | 31.0294 | 0 | 0 | 350 | 0 | 0
2 | 23 | 4 | 4.1 | -0.2 | 73 | 0 | 0 | 0 | 66.2286 | -30.6535 | 0 | 0 | 0 | 0 | 31.1688 | 0 | 0 | 350 | 0 | 0
2 | 23 | 5 | 4 | 0.4 | 77 | 0 | 0 | 0 | 79.2417 | -21.582 | 85.7583 | 0 | 0 | 0 | 31.2893 | 0 | 0 | 350 | 0 | 0
2 | 23 | 6 | 3.2 | -0.4 | 77 | 0 | 0 | 0 | 91.114 | -12.1122 | 73.886 | 0 | 0 | 0 | 31.3992 | 0 | 0 | 350 | 0 | 0
2 | 23 | 7 | 2.9 | -0.6 | 77 | 0 | 0 | 0 | 102.5966 | -2.5938 | 62.4034 | 0 | 0 | 0 | 31.5055 | 0 | 0 | 350 | 0 | 0
2 | 23 | 8 | 3.7 | 0.1 | 77 | 13 | 0 | 13 | 114.3214 | 6.4235 | 50.6786 | 27.5765 | 0 | 11.8887 | 31.6141 | 11.8887 | 56.4953 | 350 | 56.4953 | 0
2 | 23 | 9 | 3.8 | -0.5 | 73 | 121 | 142 | 92 | 126.8385 | 14.5303 | 38.1615 | 19.4697 | 89.973 | 84.1357 | 31.73 | 84.1357 | 399.813 | 350 | 350 | 49.813
2 | 23 | 10 | 4.8 | 0.6 | 74 | 271 | 435 | 125 | 140.5929 | 21.3833 | 24.4071 | 12.6167 | 337.7503 | 114.3148 | 31.8573 | 114.3148 | 543.2242 | 600 | 543.2242 | 0
2 | 23 | 11 | 5.7 | 2.1 | 78 | 354 | 499 | 138 | 155.7982 | 26.3956 | 9.2018 | 7.6044 | 430.6425 | 126.2036 | 31.9981 | 126.2036 | 599.7195 | 600 | 599.7195 | 0
2 | 23 | 12 | 5.3 | 1.2 | 75 | 460 | 644 | 142 | 172.2279 | 29.0258 | 7.2279 | 4.9742 | 571.4377 | 129.8617 | 32.1503 | 129.8617 | 617.1026 | 600 | 600 | 17.1026
2 | 23 | 13 | 5.4 | 1.9 | 78 | 484 | 766 | 93 | 189.125 | 28.929 | 24.125 | 5.071 | 649.3347 | 85.0502 | 32.3067 | 85.0502 | 404.1588 | 600 | 404.1588 | 0
2 | 23 | 14 | 5.3 | 1.7 | 78 | 450 | 742 | 92 | 205.4905 | 26.1193 | 40.4905 | 7.8807 | 554.1417 | 84.1357 | 32.4582 | 84.1357 | 399.813 | 600 | 399.813 | 0
2 | 23 | 15 | 5.5 | 1.6 | 76 | 365 | 659 | 93 | 220.6006 | 20.963 | 55.6006 | 13.037 | 389.8717 | 85.0502 | 32.5982 | 85.0502 | 404.1588 | 600 | 404.1588 | 0
2 | 23 | 16 | 4.8 | 1.5 | 79 | 238 | 488 | 88 | 234.2666 | 14.0086 | 69.2666 | 19.9914 | 191.6671 | 80.4777 | 32.7247 | 80.4777 | 382.4298 | 900 | 382.4298 | 0
2 | 23 | 17 | 4.1 | 1 | 80 | 98 | 193 | 65 | 246.7258 | 5.8472 | 81.7258 | 28.1528 | 31.7513 | 59.4437 | 32.8401 | 59.4437 | 282.4766 | 900 | 282.4766 | 0
2 | 23 | 18 | 3.2 | 0.7 | 84 | 10 | 0 | 10 | 258.4343 | -3.2324 | 0 | 0 | 0 | 9.1452 | 32.9485 | 9.1452 | 43.4579 | 900 | 43.4579 | 0
2 | 23 | 19 | 2.6 | 0.2 | 84 | 0 | 0 | 0 | 269.9486 | -12.725 | 0 | 0 | 0 | 0 | 33.0551 | 0 | 0 | 900 | 0 | 0
2 | 23 | 20 | 2.2 | 0.7 | 90 | 0 | 0 | 0 | 281.9077 | -22.1534 | 0 | 0 | 0 | 0 | 33.1658 | 0 | 0 | 800 | 0 | 0
2 | 23 | 21 | 2.6 | 0.5 | 86 | 0 | 0 | 0 | 295.071 | -31.1386 | 0 | 0 | 0 | 0 | 33.2877 | 0 | 0 | 700 | 0 | 0
2 | 23 | 22 | 1.8 | 0.5 | 91 | 0 | 0 | 0 | 310.3343 | -39.1141 | 0 | 0 | 0 | 0 | 33.429 | 0 | 0 | 600 | 0 | 0
2 | 23 | 23 | 1.7 | 0.1 | 89 | 0 | 0 | 0 | 328.5324 | -45.2844 | 0 | 0 | 0 | 0 | 33.5975 | 0 | 0 | 500 | 0 | 0
2 | 23 | 24 | 1.6 | -0.6 | 85 | 0 | 0 | 0 | 349.7018 | -48.6675 | 0 | 0 | 0 | 0 | 33.7935 | 0 | 0 | 400 | 0 | 0
2 | 24 | 1 | 1.4 | -0.6 | 86 | 0 | 0 | 0 | 12.1288 | -48.4996 | 0 | 0 | 0 | 0 | 30.6679 | 0 | 0 | 350 | 0 | 0
2 | 24 | 2 | 1.6 | -0.4 | 86 | 0 | 0 | 0 | 33.0709 | -44.822 | 0 | 0 | 0 | 0 | 30.8618 | 0 | 0 | 350 | 0 | 0
2 | 24 | 3 | 1.3 | -0.6 | 87 | 0 | 0 | 0 | 50.9803 | -38.4431 | 0 | 0 | 0 | 0 | 31.0276 | 0 | 0 | 350 | 0 | 0
2 | 24 | 4 | 1.6 | -0.6 | 85 | 0 | 0 | 0 | 66.0104 | -30.3371 | 0 | 0 | 0 | 0 | 31.1668 | 0 | 0 | 350 | 0 | 0
2 | 24 | 5 | 1.6 | -0.6 | 85 | 0 | 0 | 0 | 79.0214 | -21.2761 | 85.9786 | 0 | 0 | 0 | 31.2872 | 0 | 0 | 350 | 0 | 0
2 | 24 | 6 | 3 | -0.3 | 79 | 0 | 0 | 0 | 90.8998 | -11.8087 | 74.1002 | 0 | 0 | 0 | 31.3972 | 0 | 0 | 350 | 0 | 0
2 | 24 | 7 | 3.1 | 0.4 | 82 | 0 | 0 | 0 | 102.3928 | -2.2714 | 62.6072 | 0 | 0 | 0 | 31.5036 | 0 | 0 | 350 | 0 | 0
2 | 24 | 8 | 3.5 | 0.9 | 83 | 14 | 0 | 14 | 114.133 | 6.7354 | 50.867 | 27.2646 | 0 | 12.8033 | 31.6123 | 12.8033 | 60.8411 | 350 | 60.8411 | 0
2 | 24 | 9 | 3.8 | 2.5 | 91 | 84 | 42 | 75 | 126.6736 | 14.8611 | 38.3264 | 19.1389 | 26.7387 | 68.5889 | 31.7285 | 68.5889 | 325.9345 | 350 | 325.9345 | 0
2 | 24 | 10 | 4.3 | 2.6 | 89 | 169 | 55 | 150 | 140.4654 | 21.7317 | 24.5346 | 12.2683 | 42.873 | 137.1778 | 31.8562 | 137.1778 | 651.869 | 600 | 600 | 51.869
2 | 24 | 11 | 5.3 | 2.4 | 82 | 240 | 78 | 206 | 155.7271 | 26.7583 | 9.2729 | 7.2417 | 67.5513 | 188.3909 | 31.9975 | 188.3909 | 895.2334 | 600 | 600 | 295.2334
2 | 24 | 12 | 6.4 | 2.6 | 77 | 374 | 285 | 232 | 172.2308 | 29.3943 | 7.2308 | 4.6057 | 253.7169 | 212.1684 | 32.1503 | 212.1684 | 1008.224 | 600 | 600 | 408.224
2 | 24 | 13 | 6.8 | 2.7 | 75 | 473 | 609 | 159 | 189.2075 | 29.2904 | 24.2075 | 4.7096 | 517.9004 | 145.4085 | 32.3075 | 145.4085 | 690.9811 | 600 | 600 | 90.9811
2 | 24 | 14 | 6.7 | 2.9 | 77 | 440 | 673 | 111 | 205.6413 | 26.4622 | 40.6413 | 7.5378 | 504.2696 | 101.5116 | 32.4596 | 101.5116 | 482.3831 | 600 | 482.3831 | 0
2 | 24 | 15 | 6 | 1.3 | 72 | 337 | 467 | 142 | 220.7995 | 21.2815 | 55.7995 | 12.7185 | 277.2965 | 129.8617 | 32.6 | 129.8617 | 617.1026 | 600 | 600 | 17.1026
2 | 24 | 16 | 5.9 | 1.2 | 72 | 196 | 188 | 137 | 234.4953 | 14.3026 | 69.4953 | 19.6974 | 74.1872 | 125.2891 | 32.7268 | 125.2891 | 595.3737 | 900 | 595.3737 | 0
2 | 24 | 17 | 6.1 | 1.4 | 72 | 93 | 113 | 74 | 246.9725 | 6.1179 | 81.9725 | 27.8821 | 18.758 | 67.6744 | 32.8423 | 67.6744 | 321.5887 | 900 | 321.5887 | 0
2 | 24 | 18 | 5.1 | 2.1 | 81 | 9 | 0 | 9 | 258.6936 | -2.9601 | 0 | 0 | 0 | 8.2307 | 32.9509 | 8.2307 | 39.1121 | 900 | 39.1121 | 0
2 | 24 | 19 | 6 | 3.1 | 82 | 0 | 0 | 0 | 270.2184 | -12.465 | 0 | 0 | 0 | 0 | 33.0576 | 0 | 0 | 900 | 0 | 0
2 | 24 | 20 | 5.7 | 3.1 | 83 | 0 | 0 | 0 | 282.1868 | -21.889 | 0 | 0 | 0 | 0 | 33.1684 | 0 | 0 | 800 | 0 | 0
2 | 24 | 21 | 5.1 | 2.6 | 84 | 0 | 0 | 0 | 295.3543 | -30.8595 | 0 | 0 | 0 | 0 | 33.2903 | 0 | 0 | 700 | 0 | 0
2 | 24 | 22 | 4.8 | 2 | 82 | 0 | 0 | 0 | 310.6056 | -38.8101 | 0 | 0 | 0 | 0 | 33.4315 | 0 | 0 | 600 | 0 | 0
2 | 24 | 23 | 4.5 | 2.3 | 86 | 0 | 0 | 0 | 328.7545 | -44.9491 | 0 | 0 | 0 | 0 | 33.5996 | 0 | 0 | 500 | 0 | 0
2 | 24 | 24 | 3.8 | 1.8 | 87 | 0 | 0 | 0 | 349.819 | -48.3055 | 0 | 0 | 0 | 0 | 33.7946 | 0 | 0 | 400 | 0 | 0
2 | 25 | 1 | 4.5 | 2.5 | 87 | 0 | 0 | 0 | 12.1077 | -48.1295 | 0 | 0 | 0 | 0 | 30.6677 | 0 | 0 | 350 | 0 | 0
2 | 25 | 2 | 4.5 | 2.3 | 86 | 0 | 0 | 0 | 32.9371 | -44.4639 | 0 | 0 | 0 | 0 | 30.8605 | 0 | 0 | 350 | 0 | 0
2 | 25 | 3 | 4.1 | 3.1 | 93 | 0 | 0 | 0 | 50.7863 | -38.1052 | 0 | 0 | 0 | 0 | 31.0258 | 0 | 0 | 350 | 0 | 0
2 | 25 | 4 | 4 | 3.5 | 97 | 0 | 0 | 0 | 65.7943 | -30.0168 | 0 | 0 | 0 | 0 | 31.1648 | 0 | 0 | 350 | 0 | 0
2 | 25 | 5 | 3.9 | 3.5 | 97 | 0 | 0 | 0 | 78.8025 | -20.9664 | 86.1975 | 0 | 0 | 0 | 31.2852 | 0 | 0 | 350 | 0 | 0
2 | 25 | 6 | 3.8 | 3.6 | 99 | 0 | 0 | 0 | 90.6864 | -11.5015 | 74.3136 | 0 | 0 | 0 | 31.3952 | 0 | 0 | 350 | 0 | 0
2 | 25 | 7 | 3.8 | 3.6 | 99 | 0 | 0 | 0 | 102.1897 | -1.9405 | 62.8103 | 0 | 0 | 0 | 31.5018 | 0 | 0 | 350 | 0 | 0
2 | 25 | 8 | 4 | 4 | 100 | 7 | 0 | 7 | 113.9449 | 7.051 | 51.0551 | 26.949 | 0 | 6.4016 | 31.6106 | 6.4016 | 30.4206 | 350 | 30.4206 | 0
2 | 25 | 9 | 5.4 | 4.7 | 95 | 43 | 0 | 43 | 126.5092 | 15.1953 | 38.4908 | 18.8047 | 0 | 39.3243 | 31.7269 | 39.3243 | 186.8691 | 350 | 186.8691 | 0
2 | 25 | 10 | 6 | 4.6 | 90 | 172 | 83 | 144 | 140.3388 | 22.0832 | 24.6612 | 11.9168 | 64.9548 | 131.6907 | 31.855 | 131.6907 | 625.7942 | 600 | 600 | 25.7942
2 | 25 | 11 | 6.6 | 4.4 | 86 | 320 | 263 | 203 | 155.6576 | 27.1241 | 9.3424 | 6.8759 | 228.5643 | 185.6473 | 31.9968 | 185.6473 | 882.196 | 600 | 600 | 282.196
2 | 25 | 12 | 7.5 | 3.5 | 76 | 432 | 511 | 174 | 172.2364 | 29.7653 | 7.2364 | 4.2347 | 456.3867 | 159.1263 | 32.1503 | 159.1263 | 756.168 | 600 | 600 | 156.168
2 | 25 | 13 | 8.4 | 4 | 74 | 450 | 490 | 195 | 189.2937 | 29.654 | 24.2937 | 4.346 | 418.0181 | 178.3312 | 32.3083 | 178.3312 | 847.4297 | 600 | 600 | 247.4297
2 | 25 | 14 | 8.5 | 3.4 | 70 | 446 | 635 | 133 | 205.7965 | 26.8066 | 40.7965 | 7.1934 | 477.3391 | 121.631 | 32.4611 | 121.631 | 577.9905 | 600 | 577.9905 | 0
2 | 25 | 15 | 8.5 | 3.4 | 70 | 372 | 652 | 96 | 221.0028 | 21.6009 | 56.0028 | 12.3991 | 388.5369 | 87.7938 | 32.6019 | 87.7938 | 417.1962 | 600 | 417.1962 | 0
2 | 25 | 16 | 8.7 | 3.9 | 72 | 241 | 458 | 96 | 234.7281 | 14.5971 | 69.7281 | 19.4029 | 181.5638 | 87.7938 | 32.729 | 87.7938 | 417.1962 | 900 | 417.1962 | 0
2 | 25 | 17 | 7.7 | 2.6 | 70 | 103 | 215 | 65 | 247.223 | 6.3892 | 82.223 | 27.6108 | 36.0029 | 59.4437 | 32.8447 | 59.4437 | 282.4766 | 900 | 282.4766 | 0
2 | 25 | 18 | 7 | 3.7 | 79 | 11 | 0 | 11 | 258.9562 | -2.6859 | 0 | 0 | 0 | 10.0597 | 32.9533 | 10.0597 | 47.8037 | 900 | 47.8037 | 0
2 | 25 | 19 | 6.6 | 3.3 | 79 | 0 | 0 | 0 | 270.4913 | -12.2046 | 0 | 0 | 0 | 0 | 33.0601 | 0 | 0 | 900 | 0 | 0
2 | 25 | 20 | 6.5 | 3.4 | 81 | 0 | 0 | 0 | 282.4685 | -21.6238 | 0 | 0 | 0 | 0 | 33.171 | 0 | 0 | 800 | 0 | 0
2 | 25 | 21 | 6.3 | 3.7 | 83 | 0 | 0 | 0 | 295.6399 | -30.5792 | 0 | 0 | 0 | 0 | 33.293 | 0 | 0 | 700 | 0 | 0
2 | 25 | 22 | 6.3 | 3.5 | 82 | 0 | 0 | 0 | 310.879 | -38.5046 | 0 | 0 | 0 | 0 | 33.4341 | 0 | 0 | 600 | 0 | 0
2 | 25 | 23 | 6.3 | 3.5 | 82 | 0 | 0 | 0 | 328.9785 | -44.6119 | 0 | 0 | 0 | 0 | 33.6017 | 0 | 0 | 500 | 0 | 0
2 | 25 | 24 | 5.3 | 4.1 | 92 | 0 | 0 | 0 | 349.9386 | -47.9412 | 0 | 0 | 0 | 0 | 33.7957 | 0 | 0 | 400 | 0 | 0
2 | 26 | 1 | 5 | 3.5 | 90 | 0 | 0 | 0 | 12.0901 | -47.7567 | 0 | 0 | 0 | 0 | 30.6675 | 0 | 0 | 350 | 0 | 0
2 | 26 | 2 | 5.6 | 4.2 | 91 | 0 | 0 | 0 | 32.8072 | -44.1026 | 0 | 0 | 0 | 0 | 30.8593 | 0 | 0 | 350 | 0 | 0
2 | 26 | 3 | 6 | 5.3 | 95 | 0 | 0 | 0 | 50.5953 | -37.7637 | 0 | 0 | 0 | 0 | 31.024 | 0 | 0 | 350 | 0 | 0
2 | 26 | 4 | 6.2 | 6 | 99 | 0 | 0 | 0 | 65.5804 | -29.6928 | 0 | 0 | 0 | 0 | 31.1628 | 0 | 0 | 350 | 0 | 0
2 | 26 | 5 | 6 | 5.7 | 98 | 0 | 0 | 0 | 78.585 | -20.653 | 86.415 | 0 | 0 | 0 | 31.2832 | 0 | 0 | 350 | 0 | 0
2 | 26 | 6 | 6.2 | 5.8 | 97 | 0 | 0 | 0 | 90.474 | -11.1907 | 74.526 | 0 | 0 | 0 | 31.3933 | 0 | 0 | 350 | 0 | 0
2 | 26 | 7 | 6.3 | 5.7 | 96 | 0 | 0 | 0 | 101.9871 | -1.5989 | 63.0129 | 0 | 0 | 0 | 31.4999 | 0 | 0 | 350 | 0 | 0
2 | 26 | 8 | 6.2 | 5.8 | 97 | 8 | 0 | 8 | 113.7573 | 7.3702 | 51.2427 | 26.6298 | 0 | 7.3162 | 31.6089 | 7.3162 | 34.7663 | 350 | 34.7663 | 0
2 | 26 | 9 | 6.3 | 6.1 | 99 | 44 | 0 | 44 | 126.3453 | 15.5326 | 38.6547 | 18.4674 | 0 | 40.2388 | 31.7254 | 40.2388 | 191.2149 | 350 | 191.2149 | 0
2 | 26 | 10 | 6.1 | 6.1 | 100 | 87 | 0 | 87 | 140.2131 | 22.4378 | 24.7869 | 11.5622 | 0 | 79.5631 | 31.8538 | 79.5631 | 378.084 | 600 | 378.084 | 0
2 | 26 | 11 | 6 | 6 | 100 | 122 | 0 | 122 | 155.5897 | 27.4926 | 9.4103 | 6.5074 | 0 | 111.5713 | 31.9962 | 111.5713 | 530.1868 | 600 | 530.1868 | 0
2 | 26 | 12 | 6.2 | 6.2 | 100 | 144 | 0 | 144 | 172.2447 | 30.1389 | 7.2447 | 3.8611 | 0 | 131.6907 | 32.1504 | 131.6907 | 625.7942 | 600 | 600 | 25.7942
2 | 26 | 13 | 6.5 | 6.5 | 100 | 150 | 0 | 150 | 189.3838 | 30.0195 | 24.3838 | 3.9805 | 0 | 137.1778 | 32.3091 | 137.1778 | 651.869 | 600 | 600 | 51.869
2 | 26 | 14 | 7.9 | 7.7 | 99 | 139 | 0 | 139 | 205.9561 | 27.1524 | 40.9561 | 6.8476 | 0 | 127.1181 | 32.4626 | 127.1181 | 604.0653 | 600 | 600 | 4.0653
2 | 26 | 15 | 9 | 8.6 | 97 | 114 | 0 | 114 | 221.2106 | 21.921 | 56.2106 | 12.079 | 0 | 104.2551 | 32.6038 | 104.2551 | 495.4204 | 600 | 495.4204 | 0
2 | 26 | 16 | 8.7 | 8.5 | 99 | 76 | 0 | 76 | 234.9649 | 14.8921 | 69.9649 | 19.1079 | 0 | 69.5034 | 32.7312 | 69.5034 | 330.2803 | 900 | 330.2803 | 0
2 | 26 | 17 | 8.3 | 8.1 | 99 | 67 | 8 | 65 | 247.4772 | 6.6611 | 82.4772 | 27.3389 | 1.3511 | 59.4437 | 32.847 | 59.4437 | 282.4766 | 900 | 282.4766 | 0
2 | 26 | 18 | 8 | 8 | 100 | 8 | 0 | 8 | 259.2221 | -2.4093 | 0 | 0 | 0 | 7.3162 | 32.9558 | 7.3162 | 34.7663 | 900 | 34.7663 | 0
2 | 26 | 19 | 7.6 | 7.6 | 100 | 0 | 0 | 0 | 270.7671 | -11.9437 | 0 | 0 | 0 | 0 | 33.0627 | 0 | 0 | 900 | 0 | 0
2 | 26 | 20 | 7.5 | 7.5 | 100 | 0 | 0 | 0 | 282.7529 | -21.358 | 0 | 0 | 0 | 0 | 33.1736 | 0 | 0 | 800 | 0 | 0
2 | 26 | 21 | 8.1 | 8.1 | 100 | 0 | 0 | 0 | 295.9277 | -30.2979 | 0 | 0 | 0 | 0 | 33.2956 | 0 | 0 | 700 | 0 | 0
2 | 26 | 22 | 8.1 | 8.1 | 100 | 0 | 0 | 0 | 311.1541 | -38.1976 | 0 | 0 | 0 | 0 | 33.4366 | 0 | 0 | 600 | 0 | 0
2 | 26 | 23 | 8.3 | 8.3 | 100 | 0 | 0 | 0 | 329.2042 | -44.273 | 0 | 0 | 0 | 0 | 33.6037 | 0 | 0 | 500 | 0 | 0
2 | 26 | 24 | 7.9 | 7.9 | 100 | 0 | 0 | 0 | 350.0606 | -47.5749 | 0 | 0 | 0 | 0 | 33.7969 | 0 | 0 | 400 | 0 | 0
2 | 27 | 1 | 7.8 | 7.8 | 100 | 0 | 0 | 0 | 12.0759 | -47.3813 | 0 | 0 | 0 | 0 | 30.6674 | 0 | 0 | 350 | 0 | 0
2 | 27 | 2 | 7.8 | 7.8 | 100 | 0 | 0 | 0 | 32.6809 | -43.7382 | 0 | 0 | 0 | 0 | 30.8582 | 0 | 0 | 350 | 0 | 0
2 | 27 | 3 | 7.7 | 7.7 | 100 | 0 | 0 | 0 | 50.4074 | -37.4188 | 0 | 0 | 0 | 0 | 31.0223 | 0 | 0 | 350 | 0 | 0
2 | 27 | 4 | 7.4 | 7.4 | 100 | 0 | 0 | 0 | 65.3687 | -29.3652 | 0 | 0 | 0 | 0 | 31.1608 | 0 | 0 | 350 | 0 | 0
2 | 27 | 5 | 7.4 | 7.4 | 100 | 0 | 0 | 0 | 78.369 | -20.336 | 86.631 | 0 | 0 | 0 | 31.2812 | 0 | 0 | 350 | 0 | 0
2 | 27 | 6 | 6.9 | 6.9 | 100 | 0 | 0 | 0 | 90.2625 | -10.8764 | 74.7375 | 0 | 0 | 0 | 31.3913 | 0 | 0 | 350 | 0 | 0
2 | 27 | 7 | 7.1 | 7.1 | 100 | 0 | 0 | 0 | 101.785 | -1.2416 | 63.215 | 0 | 0 | 0 | 31.498 | 0 | 0 | 350 | 0 | 0
2 | 27 | 8 | 7.1 | 7.1 | 100 | 8 | 0 | 8 | 113.5701 | 7.6929 | 51.4299 | 26.3071 | 0 | 7.3162 | 31.6071 | 7.3162 | 34.7663 | 350 | 34.7663 | 0
2 | 27 | 9 | 7.3 | 7.3 | 100 | 46 | 0 | 46 | 126.1818 | 15.8731 | 38.8182 | 18.1269 | 0 | 42.0679 | 31.7239 | 42.0679 | 199.9065 | 350 | 199.9065 | 0
2 | 27 | 10 | 7.3 | 7.3 | 100 | 89 | 0 | 89 | 140.0881 | 22.7954 | 24.9119 | 11.2046 | 0 | 81.3922 | 31.8527 | 81.3922 | 386.7756 | 600 | 386.7756 | 0
2 | 27 | 11 | 7.5 | 7.5 | 100 | 124 | 0 | 124 | 155.5233 | 27.864 | 9.4767 | 6.136 | 0 | 113.4003 | 31.9956 | 113.4003 | 538.8784 | 600 | 538.8784 | 0
2 | 27 | 12 | 7.8 | 7.8 | 100 | 146 | 0 | 146 | 172.2557 | 30.5149 | 7.2557 | 3.4851 | 0 | 133.5197 | 32.1505 | 133.5197 | 634.4858 | 600 | 600 | 34.4858
2 | 27 | 13 | 8.2 | 8.2 | 100 | 152 | 0 | 152 | 189.4775 | 30.3869 | 24.4775 | 3.6131 | 0 | 139.0069 | 32.31 | 139.0069 | 660.5606 | 600 | 600 | 60.5606
2 | 27 | 14 | 8.6 | 8.6 | 100 | 141 | 0 | 141 | 206.12 | 27.4993 | 41.12 | 6.5007 | 0 | 128.9471 | 32.4641 | 128.9471 | 612.7569 | 600 | 600 | 12.7569
2 | 27 | 15 | 10 | 10 | 100 | 115 | 0 | 115 | 221.4226 | 22.2419 | 56.4226 | 11.7581 | 0 | 105.1697 | 32.6058 | 105.1697 | 499.7662 | 600 | 499.7662 | 0
2 | 27 | 16 | 10.2 | 10.2 | 100 | 77 | 0 | 77 | 235.2058 | 15.1875 | 70.2058 | 18.8125 | 0 | 70.4179 | 32.7334 | 70.4179 | 334.6261 | 900 | 334.6261 | 0
2 | 27 | 17 | 9.6 | 9.6 | 100 | 34 | 0 | 34 | 247.7348 | 6.9335 | 82.7348 | 27.0665 | 0 | 31.0936 | 32.8494 | 31.0936 | 147.757 | 900 | 147.757 | 0
2 | 27 | 18 | 9 | 9 | 100 | 4 | 0 | 4 | 259.4911 | -2.1297 | 0 | 0 | 0 | 3.6581 | 32.9583 | 3.6581 | 17.3832 | 900 | 17.3832 | 0
2 | 27 | 19 | 8.9 | 8.9 | 100 | 0 | 0 | 0 | 271.0457 | -11.6823 | 0 | 0 | 0 | 0 | 33.0652 | 0 | 0 | 900 | 0 | 0
2 | 27 | 20 | 8.7 | 8.7 | 100 | 0 | 0 | 0 | 283.0396 | -21.0914 | 0 | 0 | 0 | 0 | 33.1763 | 0 | 0 | 800 | 0 | 0
2 | 27 | 21 | 8.5 | 8.5 | 100 | 0 | 0 | 0 | 296.2176 | -30.0156 | 0 | 0 | 0 | 0 | 33.2983 | 0 | 0 | 700 | 0 | 0
2 | 27 | 22 | 8.5 | 8.5 | 100 | 0 | 0 | 0 | 311.4309 | -37.8893 | 0 | 0 | 0 | 0 | 33.4392 | 0 | 0 | 600 | 0 | 0
2 | 27 | 23 | 8.4 | 8.4 | 100 | 0 | 0 | 0 | 329.4315 | -43.9324 | 0 | 0 | 0 | 0 | 33.6058 | 0 | 0 | 500 | 0 | 0
2 | 27 | 24 | 8.4 | 8.4 | 100 | 0 | 0 | 0 | 350.1847 | -47.2066 | 0 | 0 | 0 | 0 | 33.798 | 0 | 0 | 400 | 0 | 0
2 | 28 | 1 | 8.3 | 8.3 | 100 | 0 | 0 | 0 | 12.065 | -47.0035 | 0 | 0 | 0 | 0 | 30.6673 | 0 | 0 | 350 | 0 | 0
2 | 28 | 2 | 8.1 | 8.1 | 100 | 0 | 0 | 0 | 32.5583 | -43.3708 | 0 | 0 | 0 | 0 | 30.857 | 0 | 0 | 350 | 0 | 0
2 | 28 | 3 | 8.1 | 8.1 | 100 | 0 | 0 | 0 | 50.2225 | -37.0705 | 0 | 0 | 0 | 0 | 31.0206 | 0 | 0 | 350 | 0 | 0
2 | 28 | 4 | 8.1 | 8.1 | 100 | 0 | 0 | 0 | 65.1592 | -29.0341 | 0 | 0 | 0 | 0 | 31.1589 | 0 | 0 | 350 | 0 | 0
2 | 28 | 5 | 8.2 | 8.2 | 100 | 0 | 0 | 0 | 78.1544 | -20.0156 | 86.8456 | 0 | 0 | 0 | 31.2792 | 0 | 0 | 350 | 0 | 0
2 | 28 | 6 | 8.4 | 8.4 | 100 | 0 | 0 | 0 | 90.052 | -10.5588 | 74.948 | 0 | 0 | 0 | 31.3894 | 0 | 0 | 350 | 0 | 0
2 | 28 | 7 | 8.4 | 8.4 | 100 | 0 | 0 | 0 | 101.5836 | -0.85827 | 63.4164 | 0 | 0 | 0 | 31.4961 | 0 | 0 | 350 | 0 | 0
2 | 28 | 8 | 8.6 | 8.6 | 100 | 9 | 0 | 9 | 113.3833 | 8.0188 | 51.6167 | 25.9812 | 0 | 8.2307 | 31.6054 | 8.2307 | 39.1121 | 350 | 39.1121 | 0
2 | 28 | 9 | 9.3 | 9.3 | 100 | 47 | 0 | 47 | 126.0188 | 16.2164 | 38.9812 | 17.7836 | 0 | 42.9824 | 31.7224 | 42.9824 | 204.2523 | 350 | 204.2523 | 0
2 | 28 | 10 | 9.7 | 9.7 | 100 | 90 | 0 | 90 | 139.9638 | 23.1557 | 25.0362 | 10.8443 | 0 | 82.3067 | 31.8515 | 82.3067 | 391.1214 | 600 | 391.1214 | 0
2 | 28 | 11 | 10.2 | 9 | 92 | 125 | 0 | 125 | 155.4584 | 28.2379 | 9.5416 | 5.7621 | 0 | 114.3148 | 31.995 | 114.3148 | 543.2242 | 600 | 543.2242 | 0
2 | 28 | 12 | 10.2 | 9.2 | 94 | 147 | 0 | 147 | 172.2692 | 30.8932 | 7.2692 | 3.1068 | 0 | 134.4343 | 32.1506 | 134.4343 | 638.8316 | 600 | 600 | 38.8316
2 | 28 | 13 | 10 | 8.8 | 92 | 153 | 0 | 153 | 189.575 | 30.756 | 24.575 | 3.244 | 0 | 139.9214 | 32.3109 | 139.9214 | 664.9064 | 600 | 600 | 64.9064
2 | 28 | 14 | 10.1 | 8.9 | 92 | 143 | 0 | 143 | 206.2881 | 27.8475 | 41.2881 | 6.1525 | 0 | 130.7762 | 32.4656 | 130.7762 | 621.4484 | 600 | 600 | 21.4484
2 | 28 | 15 | 10.3 | 8.4 | 88 | 117 | 0 | 117 | 221.6389 | 22.5634 | 56.6389 | 11.4366 | 0 | 106.9987 | 32.6078 | 106.9987 | 508.4578 | 600 | 508.4578 | 0
2 | 28 | 16 | 10 | 8.7 | 92 | 79 | 0 | 79 | 235.4505 | 15.4831 | 70.4505 | 18.5169 | 0 | 72.247 | 32.7357 | 72.247 | 343.3177 | 900 | 343.3177 | 0
2 | 28 | 17 | 10 | 8.5 | 90 | 36 | 0 | 36 | 247.9959 | 7.2062 | 82.9959 | 26.7938 | 0 | 32.9227 | 32.8518 | 32.9227 | 156.4486 | 900 | 156.4486 | 0
2 | 28 | 18 | 10.1 | 8.9 | 92 | 5 | 0 | 5 | 259.7632 | -1.8458 | 0 | 0 | 0 | 4.5726 | 32.9608 | 4.5726 | 21.729 | 900 | 21.729 | 0
2 | 28 | 19 | 10 | 8.6 | 91 | 0 | 0 | 0 | 271.3269 | -11.4206 | 0 | 0 | 0 | 0 | 33.0678 | 0 | 0 | 900 | 0 | 0
2 | 28 | 20 | 9.9 | 8.6 | 92 | 0 | 0 | 0 | 283.3287 | -20.8243 | 0 | 0 | 0 | 0 | 33.179 | 0 | 0 | 800 | 0 | 0
2 | 28 | 21 | 9.7 | 8.6 | 92 | 0 | 0 | 0 | 296.5094 | -29.7323 | 0 | 0 | 0 | 0 | 33.301 | 0 | 0 | 700 | 0 | 0
2 | 28 | 22 | 9.6 | 8.6 | 93 | 0 | 0 | 0 | 311.7092 | -37.5797 | 0 | 0 | 0 | 0 | 33.4418 | 0 | 0 | 600 | 0 | 0
2 | 28 | 23 | 9.4 | 8.5 | 94 | 0 | 0 | 0 | 329.6601 | -43.5901 | 0 | 0 | 0 | 0 | 33.608 | 0 | 0 | 500 | 0 | 0
2 | 28 | 24 | 9.2 | 8.4 | 95 | 0 | 0 | 0 | 350.3109 | -46.8364 | 0 | 0 | 0 | 0 | 33.7992 | 0 | 0 | 400 | 0 | 0
3 | 1 | 1 | 9 | 8.2 | 95 | 0 | 0 | 0 | 12.0523 | -46.2411 | 0 | 0 | 0 | 0 | 30.6672 | 0 | 0 | 350 | 0 | 0
3 | 1 | 2 | 8.8 | 7.9 | 94 | 0 | 0 | 0 | 32.3234 | -42.6277 | 0 | 0 | 0 | 0 | 30.8548 | 0 | 0 | 350 | 0 | 0
3 | 1 | 3 | 8.7 | 7.6 | 93 | 0 | 0 | 0 | 49.8617 | -36.3646 | 0 | 0 | 0 | 0 | 31.0172 | 0 | 0 | 350 | 0 | 0
3 | 1 | 4 | 8.8 | 7.4 | 91 | 0 | 0 | 0 | 64.7465 | -28.3622 | 0 | 0 | 0 | 0 | 31.1551 | 0 | 0 | 350 | 0 | 0
3 | 1 | 5 | 8.9 | 7.1 | 89 | 0 | 0 | 0 | 77.7297 | -19.3652 | 87.2703 | 0 | 0 | 0 | 31.2753 | 0 | 0 | 350 | 0 | 0
3 | 1 | 6 | 9 | 7 | 87 | 0 | 0 | 0 | 89.6337 | -9.914 | 75.3663 | 0 | 0 | 0 | 31.3855 | 0 | 0 | 350 | 0 | 0
3 | 1 | 7 | 9.1 | 7.2 | 88 | 0 | 0 | 0 | 101.1825 | 0.064024 | 63.8175 | 33.936 | 0 | 0 | 31.4924 | 0 | 0 | 350 | 0 | 0
3 | 1 | 8 | 8.7 | 7.4 | 92 | 18 | 0 | 18 | 113.0109 | 8.6798 | 51.9891 | 25.3202 | 0 | 16.4613 | 31.602 | 16.4613 | 78.2243 | 350 | 78.2243 | 0
3 | 1 | 9 | 8.8 | 5.5 | 80 | 129 | 131 | 97 | 125.6939 | 16.9115 | 39.3061 | 17.0885 | 85.8231 | 88.7083 | 31.7194 | 88.7083 | 421.5419 | 350 | 350 | 71.5419
3 | 1 | 10 | 8.5 | 4.9 | 78 | 296 | 408 | 145 | 139.7175 | 23.8842 | 25.2825 | 10.1158 | 325.5834 | 132.6052 | 31.8492 | 132.6052 | 630.14 | 600 | 600 | 30.14
3 | 1 | 11 | 9.1 | 3.6 | 68 | 421 | 641 | 121 | 155.333 | 28.9931 | 9.667 | 5.0069 | 566.6484 | 110.6568 | 31.9938 | 110.6568 | 525.841 | 600 | 525.841 | 0
3 | 1 | 12 | 9 | 1.2 | 58 | 496 | 741 | 106 | 172.3041 | 31.6561 | 7.3041 | 2.3439 | 672.254 | 96.939 | 32.151 | 96.939 | 460.6541 | 600 | 460.6541 | 0
3 | 1 | 13 | 9.7 | 2.4 | 60 | 515 | 754 | 105 | 189.7808 | 31.4992 | 24.7808 | 2.5008 | 653.0024 | 96.0245 | 32.3128 | 96.0245 | 456.3083 | 600 | 456.3083 | 0
3 | 1 | 14 | 9.4 | 3.1 | 65 | 479 | 730 | 104 | 206.6369 | 28.5467 | 41.6369 | 5.4533 | 557.2034 | 95.11 | 32.4689 | 95.11 | 451.9625 | 600 | 451.9625 | 0
3 | 1 | 15 | 9.6 | 2.6 | 62 | 393 | 654 | 103 | 222.0838 | 23.2079 | 57.0838 | 10.7921 | 396.3112 | 94.1954 | 32.6119 | 94.1954 | 447.6167 | 600 | 447.6167 | 0
3 | 1 | 16 | 9 | 3.2 | 67 | 266 | 502 | 97 | 235.9511 | 16.0751 | 70.9511 | 17.9249 | 203.2743 | 88.7083 | 32.7403 | 88.7083 | 421.5419 | 900 | 421.5419 | 0
3 | 1 | 17 | 4.9 | 3.7 | 92 | 74 | 21 | 69 | 248.528 | 7.7527 | 83.528 | 26.2473 | 3.6601 | 63.1018 | 32.8567 | 63.1018 | 299.8597 | 900 | 299.8597 | 0
3 | 1 | 18 | 5.7 | 4.1 | 89 | 10 | 0 | 10 | 260.3159 | -1.2573 | 0 | 0 | 0 | 9.1452 | 32.9659 | 9.1452 | 43.4579 | 900 | 43.4579 | 0
3 | 1 | 19 | 6.1 | 2.2 | 76 | 0 | 0 | 0 | 271.8967 | -10.8962 | 0 | 0 | 0 | 0 | 33.0731 | 0 | 0 | 900 | 0 | 0
3 | 1 | 20 | 6.7 | 0.6 | 65 | 0 | 0 | 0 | 283.9131 | -20.2882 | 0 | 0 | 0 | 0 | 33.1844 | 0 | 0 | 800 | 0 | 0
3 | 1 | 21 | 6 | 2.3 | 77 | 0 | 0 | 0 | 297.098 | -29.163 | 0 | 0 | 0 | 0 | 33.3065 | 0 | 0 | 700 | 0 | 0
3 | 1 | 22 | 4.2 | 2.7 | 90 | 0 | 0 | 0 | 312.2697 | -36.9567 | 0 | 0 | 0 | 0 | 33.4469 | 0 | 0 | 600 | 0 | 0
3 | 1 | 23 | 4.6 | 1 | 77 | 0 | 0 | 0 | 330.1207 | -42.9011 | 0 | 0 | 0 | 0 | 33.6122 | 0 | 0 | 500 | 0 | 0
3 | 1 | 24 | 5.3 | 0.1 | 69 | 0 | 0 | 0 | 350.5684 | -46.0907 | 0 | 0 | 0 | 0 | 33.8016 | 0 | 0 | 400 | 0 | 0
3 | 2 | 1 | 5.7 | -0.3 | 65 | 0 | 0 | 0 | 12.0502 | -45.8567 | 0 | 0 | 0 | 0 | 30.6671 | 0 | 0 | 350 | 0 | 0
3 | 2 | 2 | 4.1 | 1.3 | 82 | 0 | 0 | 0 | 32.211 | -42.2523 | 0 | 0 | 0 | 0 | 30.8538 | 0 | 0 | 350 | 0 | 0
3 | 2 | 3 | 2.7 | 1.7 | 93 | 0 | 0 | 0 | 49.6856 | -36.0072 | 0 | 0 | 0 | 0 | 31.0156 | 0 | 0 | 350 | 0 | 0
3 | 2 | 4 | 4 | 2 | 87 | 0 | 0 | 0 | 64.5435 | -28.0217 | 0 | 0 | 0 | 0 | 31.1532 | 0 | 0 | 350 | 0 | 0
3 | 2 | 5 | 4.4 | 2.9 | 90 | 0 | 0 | 0 | 77.5195 | -19.0354 | 87.4805 | 0 | 0 | 0 | 31.2733 | 0 | 0 | 350 | 0 | 0
3 | 2 | 6 | 3.2 | 1.4 | 88 | 0 | 0 | 0 | 89.426 | -9.5871 | 75.574 | 0 | 0 | 0 | 31.3836 | 0 | 0 | 350 | 0 | 0
3 | 2 | 7 | 4.4 | 1.6 | 82 | 0 | 0 | 0 | 100.9829 | 0.33892 | 64.0171 | 33.6611 | 0 | 0 | 31.4906 | 0 | 0 | 350 | 0 | 0
3 | 2 | 8 | 5 | 0.9 | 75 | 34 | 16 | 32 | 112.8253 | 9.0146 | 52.1747 | 24.9854 | 7.4975 | 29.2646 | 31.6002 | 29.2646 | 139.0654 | 350 | 139.0654 | 0
3 | 2 | 9 | 6.1 | 1 | 70 | 134 | 106 | 108 | 125.532 | 17.2628 | 39.468 | 16.7372 | 69.7757 | 98.768 | 31.7179 | 98.768 | 469.3457 | 350 | 350 | 119.3457
3 | 2 | 10 | 4.7 | 2.2 | 84 | 311 | 451 | 141 | 139.5953 | 24.2521 | 25.4047 | 9.7479 | 361.2824 | 128.9471 | 31.8481 | 128.9471 | 612.7569 | 600 | 600 | 12.7569
3 | 2 | 11 | 7.4 | 1.2 | 65 | 346 | 306 | 201 | 155.2724 | 29.3742 | 9.7276 | 4.6258 | 271.4055 | 183.8183 | 31.9933 | 183.8183 | 873.5044 | 600 | 600 | 273.5044
3 | 2 | 12 | 5 | 4.1 | 94 | 306 | 109 | 248 | 172.3252 | 32.0405 | 7.3252 | 1.9595 | 99.1861 | 226.8007 | 32.1512 | 226.8007 | 1077.7567 | 600 | 600 | 477.7567
3 | 2 | 13 | 5.9 | 4 | 88 | 318 | 72 | 279 | 189.8891 | 31.8729 | 24.8891 | 2.1271 | 62.5346 | 255.1507 | 32.3138 | 255.1507 | 1212.4763 | 600 | 600 | 612.4763
3 | 2 | 14 | 6.9 | 2.6 | 74 | 147 | 0 | 147 | 206.8175 | 28.8976 | 41.8175 | 5.1024 | 0 | 134.4343 | 32.4705 | 134.4343 | 638.8316 | 600 | 600 | 38.8316
3 | 2 | 15 | 5.8 | 3.9 | 88 | 121 | 0 | 121 | 222.3123 | 23.5307 | 57.3123 | 10.4693 | 0 | 110.6568 | 32.614 | 110.6568 | 525.841 | 600 | 525.841 | 0
3 | 2 | 16 | 6.1 | 5.2 | 94 | 82 | 0 | 82 | 236.2068 | 16.3713 | 71.2068 | 17.6287 | 0 | 74.9905 | 32.7427 | 74.9905 | 356.355 | 900 | 356.355 | 0
3 | 2 | 17 | 8.4 | 7.3 | 93 | 76 | 11 | 74 | 248.7987 | 8.0262 | 83.7987 | 25.9738 | 1.9312 | 67.6744 | 32.8592 | 67.6744 | 321.5887 | 900 | 321.5887 | 0
3 | 2 | 18 | 8.2 | 5.1 | 81 | 14 | 0 | 14 | 260.5962 | -0.94363 | 0 | 0 | 0 | 12.8033 | 32.9685 | 12.8033 | 60.8411 | 900 | 60.8411 | 0
3 | 2 | 19 | 7.6 | 2.6 | 71 | 0 | 0 | 0 | 272.1851 | -10.6336 | 0 | 0 | 0 | 0 | 33.0758 | 0 | 0 | 900 | 0 | 0
3 | 2 | 20 | 7.5 | 4.3 | 80 | 0 | 0 | 0 | 284.2082 | -20.0194 | 0 | 0 | 0 | 0 | 33.1871 | 0 | 0 | 800 | 0 | 0
3 | 2 | 21 | 6.8 | 0.4 | 64 | 0 | 0 | 0 | 297.3946 | -28.877 | 0 | 0 | 0 | 0 | 33.3092 | 0 | 0 | 700 | 0 | 0
3 | 2 | 22 | 6 | 0 | 65 | 0 | 0 | 0 | 312.5516 | -36.6434 | 0 | 0 | 0 | 0 | 33.4496 | 0 | 0 | 600 | 0 | 0
3 | 2 | 23 | 4.7 | 0.8 | 76 | 0 | 0 | 0 | 330.3523 | -42.5544 | 0 | 0 | 0 | 0 | 33.6144 | 0 | 0 | 500 | 0 | 0
3 | 2 | 24 | 3.2 | 2.2 | 93 | 0 | 0 | 0 | 350.6995 | -45.7153 | 0 | 0 | 0 | 0 | 33.8028 | 0 | 0 | 400 | 0 | 0
3 | 3 | 1 | 4.5 | 1.2 | 79 | 0 | 0 | 0 | 12.0509 | -45.4703 | 0 | 0 | 0 | 0 | 30.6671 | 0 | 0 | 350 | 0 | 0
3 | 3 | 2 | 4.2 | -0.7 | 70 | 0 | 0 | 0 | 32.1018 | -41.8745 | 0 | 0 | 0 | 0 | 30.8528 | 0 | 0 | 350 | 0 | 0
3 | 3 | 3 | 5 | 0.9 | 75 | 0 | 0 | 0 | 49.5124 | -35.6471 | 0 | 0 | 0 | 0 | 31.014 | 0 | 0 | 350 | 0 | 0
3 | 3 | 4 | 1.7 | 0.9 | 94 | 0 | 0 | 0 | 64.3425 | -27.6783 | 0 | 0 | 0 | 0 | 31.1513 | 0 | 0 | 350 | 0 | 0
3 | 3 | 5 | 3.1 | 0.1 | 81 | 0 | 0 | 0 | 77.3107 | -18.7028 | 87.6893 | 0 | 0 | 0 | 31.2714 | 0 | 0 | 350 | 0 | 0
3 | 3 | 6 | 4.5 | -0.6 | 69 | 0 | 0 | 0 | 89.2192 | -9.2574 | 75.7808 | 0 | 0 | 0 | 31.3817 | 0 | 0 | 350 | 0 | 0
3 | 3 | 7 | 4.7 | -1.6 | 63 | 0 | 0 | 0 | 100.7838 | 0.62268 | 64.2162 | 33.3773 | 0 | 0 | 31.4887 | 0 | 0 | 350 | 0 | 0
3 | 3 | 8 | 3 | -1.2 | 73 | 28 | 0 | 28 | 112.6401 | 9.3521 | 52.3599 | 24.6479 | 0 | 25.6065 | 31.5985 | 25.6065 | 121.6822 | 350 | 121.6822 | 0
3 | 3 | 9 | 4.3 | 0.4 | 76 | 105 | 7 | 104 | 125.3704 | 17.6166 | 39.6296 | 16.3834 | 4.6297 | 95.11 | 31.7164 | 95.11 | 451.9625 | 350 | 350 | 101.9625
3 | 3 | 10 | 5.2 | -0.7 | 65 | 256 | 221 | 172 | 139.4737 | 24.6223 | 25.5263 | 9.3777 | 177.7133 | 157.2972 | 31.847 | 157.2972 | 747.4764 | 600 | 600 | 147.4764
3 | 3 | 11 | 6.4 | -1.4 | 57 | 401 | 421 | 199 | 155.2131 | 29.7573 | 9.7869 | 4.2427 | 374.6329 | 181.9892 | 31.9927 | 181.9892 | 864.8129 | 600 | 600 | 264.8129
3 | 3 | 12 | 7.8 | 0.2 | 59 | 312 | 111 | 252 | 172.3488 | 32.4268 | 7.3488 | 1.5732 | 101.3067 | 230.4587 | 32.1514 | 331.7654 | 1576.5491 | 600 | 600 | 976.5491
3 | 3 | 13 | 4.9 | 1.6 | 79 | 323 | 73 | 283 | 190.0008 | 32.248 | 25.0008 | 1.752 | 63.5818 | 258.8088 | 32.3148 | 258.8088 | 1229.8595 | 600 | 600 | 629.8595
3 | 3 | 14 | 6.8 | 1.9 | 71 | 301 | 71 | 264 | 207.002 | 29.2492 | 42.002 | 4.7508 | 54.5026 | 241.433 | 32.4722 | 241.433 | 1147.2894 | 600 | 600 | 547.2894
3 | 3 | 15 | 6.8 | -0.8 | 58 | 249 | 89 | 209 | 222.5447 | 23.8537 | 57.5447 | 10.1463 | 54.265 | 191.1344 | 32.6162 | 191.1344 | 908.2708 | 600 | 600 | 308.2708
3 | 3 | 16 | 7 | 0.4 | 63 | 170 | 74 | 144 | 236.4661 | 16.6674 | 71.4661 | 17.3326 | 30.1966 | 131.6907 | 32.7451 | 131.6907 | 625.7942 | 900 | 625.7942 | 0
3 | 3 | 17 | 6.2 | 0.6 | 67 | 79 | 3 | 79 | 249.0725 | 8.2998 | 84.0725 | 25.7002 | 0.53045 | 72.247 | 32.8618 | 72.247 | 343.3177 | 900 | 343.3177 | 0
3 | 3 | 18 | 5.6 | -0.2 | 66 | 11 | 0 | 11 | 260.8792 | -0.60288 | 0 | 0 | 0 | 10.0597 | 32.9711 | 10.0597 | 47.8037 | 900 | 47.8037 | 0
3 | 3 | 19 | 5.7 | 0.6 | 70 | 0 | 0 | 0 | 272.4756 | -10.3707 | 0 | 0 | 0 | 0 | 33.0785 | 0 | 0 | 900 | 0 | 0
3 | 3 | 20 | 5.5 | -0.9 | 63 | 0 | 0 | 0 | 284.5051 | -19.75 | 0 | 0 | 0 | 0 | 33.1899 | 0 | 0 | 800 | 0 | 0
3 | 3 | 21 | 4.9 | 0.8 | 75 | 0 | 0 | 0 | 297.6925 | -28.5902 | 0 | 0 | 0 | 0 | 33.312 | 0 | 0 | 700 | 0 | 0
3 | 3 | 22 | 3.9 | -0.1 | 75 | 0 | 0 | 0 | 312.8343 | -36.329 | 0 | 0 | 0 | 0 | 33.4522 | 0 | 0 | 600 | 0 | 0
3 | 3 | 23 | 4.4 | -0.4 | 71 | 0 | 0 | 0 | 330.5847 | -42.2064 | 0 | 0 | 0 | 0 | 33.6165 | 0 | 0 | 500 | 0 | 0
3 | 3 | 24 | 4.5 | -0.6 | 69 | 0 | 0 | 0 | 350.8319 | -45.3385 | 0 | 0 | 0 | 0 | 33.804 | 0 | 0 | 400 | 0 | 0
3 | 4 | 1 | 4.4 | -0.7 | 69 | 0 | 0 | 0 | 12.054 | -45.0822 | 0 | 0 | 0 | 0 | 30.6672 | 0 | 0 | 350 | 0 | 0
3 | 4 | 2 | 4.3 | -1.2 | 67 | 0 | 0 | 0 | 31.9957 | -41.4944 | 0 | 0 | 0 | 0 | 30.8518 | 0 | 0 | 350 | 0 | 0
3 | 4 | 3 | 4.1 | 0.1 | 75 | 0 | 0 | 0 | 49.3419 | -35.2844 | 0 | 0 | 0 | 0 | 31.0124 | 0 | 0 | 350 | 0 | 0
3 | 4 | 4 | 3.5 | -0.3 | 76 | 0 | 0 | 0 | 64.1436 | -27.3322 | 0 | 0 | 0 | 0 | 31.1495 | 0 | 0 | 350 | 0 | 0
3 | 4 | 5 | 3.5 | -0.9 | 72 | 0 | 0 | 0 | 77.1034 | -18.3674 | 87.8966 | 0 | 0 | 0 | 31.2695 | 0 | 0 | 350 | 0 | 0
3 | 4 | 6 | 3.9 | -1.7 | 66 | 0 | 0 | 0 | 89.0134 | -8.925 | 75.9866 | 0 | 0 | 0 | 31.3798 | 0 | 0 | 350 | 0 | 0
3 | 4 | 7 | 4 | -0.9 | 70 | 0 | 0 | 0 | 100.5853 | 0.91456 | 64.4147 | 33.0854 | 0 | 0 | 31.4869 | 0 | 0 | 350 | 0 | 0
3 | 4 | 8 | 3.9 | 0.5 | 78 | 41 | 34 | 38 | 112.4552 | 9.692 | 52.5448 | 24.308 | 16.1427 | 34.7517 | 31.5968 | 34.7517 | 165.1401 | 350 | 165.1401 | 0
3 | 4 | 9 | 5.4 | -1 | 63 | 178 | 335 | 92 | 125.2092 | 17.9726 | 39.7908 | 16.0274 | 222.6141 | 84.1357 | 31.7149 | 84.1357 | 399.813 | 350 | 350 | 49.813
3 | 4 | 10 | 6.1 | -0.1 | 64 | 298 | 334 | 169 | 139.3527 | 24.9946 | 25.6473 | 9.0054 | 269.5996 | 154.5537 | 31.8459 | 154.5537 | 734.4391 | 600 | 600 | 134.4391
3 | 4 | 11 | 6.3 | 1.3 | 70 | 443 | 615 | 144 | 155.1551 | 30.1425 | 9.8449 | 3.8575 | 549.0475 | 131.6907 | 31.9922 | 131.6907 | 625.7942 | 600 | 600 | 25.7942
3 | 4 | 12 | 7 | -1.2 | 55 | 474 | 470 | 219 | 172.3749 | 32.8147 | 7.3749 | 1.1853 | 430.2138 | 200.2796 | 32.1516 | 630.4934 | 2996.1049 | 600 | 600 | 2396.1049
3 | 4 | 13 | 6.7 | -1.6 | 55 | 329 | 114 | 265 | 190.1161 | 32.6242 | 25.1161 | 1.3758 | 99.5667 | 242.3475 | 32.3159 | 341.9142 | 1624.7763 | 600 | 600 | 1024.7763
3 | 4 | 14 | 6.4 | -1 | 59 | 307 | 100 | 254 | 207.1905 | 29.6015 | 42.1905 | 4.3985 | 76.9755 | 232.2878 | 32.474 | 232.2878 | 1103.8315 | 600 | 600 | 503.8315
3 | 4 | 15 | 6.4 | -0.4 | 62 | 253 | 90 | 211 | 222.7809 | 24.177 | 57.7809 | 9.823 | 55.0372 | 192.9635 | 32.6183 | 192.9635 | 916.9624 | 600 | 600 | 316.9624
3 | 4 | 16 | 6 | -0.6 | 62 | 174 | 76 | 147 | 236.7287 | 16.9635 | 71.7287 | 17.0365 | 31.1274 | 134.4343 | 32.7475 | 134.4343 | 638.8316 | 900 | 638.8316 | 0
3 | 4 | 17 | 5.8 | 0.4 | 68 | 82 | 4 | 81 | 249.3491 | 8.5734 | 84.3491 | 25.4266 | 0.71215 | 74.076 | 32.8643 | 74.076 | 352.0093 | 900 | 352.0093 | 0
3 | 4 | 18 | 6 | 0.9 | 70 | 6 | 0 | 6 | 261.1645 | -0.20361 | 0 | 0 | 0 | 5.4871 | 32.9737 | 5.4871 | 26.0748 | 900 | 26.0748 | 0
3 | 4 | 19 | 6.1 | 1.6 | 73 | 0 | 0 | 0 | 272.7682 | -10.1076 | 0 | 0 | 0 | 0 | 33.0812 | 0 | 0 | 900 | 0 | 0
3 | 4 | 20 | 6.7 | -3 | 49 | 0 | 0 | 0 | 284.8035 | -19.4802 | 0 | 0 | 0 | 0 | 33.1926 | 0 | 0 | 800 | 0 | 0
3 | 4 | 21 | 5.9 | 0.2 | 67 | 0 | 0 | 0 | 297.9915 | -28.3026 | 0 | 0 | 0 | 0 | 33.3147 | 0 | 0 | 700 | 0 | 0
3 | 4 | 22 | 5.8 | 2.6 | 80 | 0 | 0 | 0 | 313.1177 | -36.0135 | 0 | 0 | 0 | 0 | 33.4548 | 0 | 0 | 600 | 0 | 0
3 | 4 | 23 | 5.7 | 4.1 | 89 | 0 | 0 | 0 | 330.8176 | -41.8572 | 0 | 0 | 0 | 0 | 33.6187 | 0 | 0 | 500 | 0 | 0
3 | 4 | 24 | 5.7 | 4.5 | 92 | 0 | 0 | 0 | 350.9655 | -44.9602 | 0 | 0 | 0 | 0 | 33.8052 | 0 | 0 | 400 | 0 | 0
3 | 5 | 1 | 6.3 | 5.6 | 95 | 0 | 0 | 0 | 12.0595 | -44.6923 | 0 | 0 | 0 | 0 | 30.6672 | 0 | 0 | 350 | 0 | 0
3 | 5 | 2 | 7.4 | 6.3 | 93 | 0 | 0 | 0 | 31.8926 | -41.1121 | 0 | 0 | 0 | 0 | 30.8509 | 0 | 0 | 350 | 0 | 0
3 | 5 | 3 | 8.1 | 7 | 93 | 0 | 0 | 0 | 49.1741 | -34.9193 | 0 | 0 | 0 | 0 | 31.0109 | 0 | 0 | 350 | 0 | 0
3 | 5 | 4 | 8 | 5.9 | 87 | 0 | 0 | 0 | 63.9468 | -26.9835 | 0 | 0 | 0 | 0 | 31.1477 | 0 | 0 | 350 | 0 | 0
3 | 5 | 5 | 7.9 | 4.7 | 80 | 0 | 0 | 0 | 76.8976 | -18.0295 | 88.1024 | 0 | 0 | 0 | 31.2676 | 0 | 0 | 350 | 0 | 0
3 | 5 | 6 | 8 | 4.1 | 76 | 0 | 0 | 0 | 88.8085 | -8.5901 | 76.1915 | 0 | 0 | 0 | 31.3779 | 0 | 0 | 350 | 0 | 0
3 | 5 | 7 | 7.9 | 2.7 | 70 | 0 | 0 | 0 | 100.3874 | 1.2138 | 64.6126 | 32.7862 | 0 | 0 | 31.4851 | 0 | 0 | 350 | 0 | 0
3 | 5 | 8 | 7.3 | 4.6 | 83 | 14 | 0 | 14 | 112.2706 | 10.0344 | 52.7294 | 23.9656 | 0 | 12.8033 | 31.5951 | 12.8033 | 60.8411 | 350 | 60.8411 | 0
3 | 5 | 9 | 7 | 5.9 | 93 | 55 | 0 | 55 | 125.0482 | 18.3308 | 39.9518 | 15.6692 | 0 | 50.2985 | 31.7134 | 50.2985 | 239.0186 | 350 | 239.0186 | 0
3 | 5 | 10 | 6.8 | 5.2 | 90 | 100 | 0 | 100 | 139.2322 | 25.3689 | 25.7678 | 8.6311 | 0 | 91.4519 | 31.8447 | 91.4519 | 434.5793 | 600 | 434.5793 | 0
3 | 5 | 11 | 7.3 | 5.3 | 87 | 212 | 24 | 200 | 155.0983 | 30.5295 | 9.9017 | 3.4705 | 21.4952 | 182.9038 | 31.9917 | 182.9038 | 869.1587 | 600 | 600 | 269.1587
3 | 5 | 12 | 7.8 | 5.3 | 84 | 318 | 109 | 258 | 172.4032 | 33.2042 | 7.4032 | 0.79581 | 100.061 | 235.9458 | 32.1519 | 336.0069 | 1596.7047 | 600 | 600 | 996.7047
3 | 5 | 13 | 7.7 | 5.2 | 84 | 493 | 465 | 231 | 190.2347 | 33.0016 | 25.2347 | 0.99844 | 407.2289 | 211.2538 | 32.317 | 618.4827 | 2939.0299 | 600 | 600 | 2339.0299
3 | 5 | 14 | 8 | 4.6 | 79 | 490 | 642 | 146 | 207.3829 | 29.9543 | 42.3829 | 4.0457 | 495.5108 | 133.5197 | 32.4758 | 133.5197 | 634.4858 | 600 | 600 | 34.4858
3 | 5 | 15 | 8.2 | 3 | 70 | 417 | 676 | 102 | 223.0208 | 24.5003 | 58.0208 | 9.4997 | 414.5833 | 93.2809 | 32.6206 | 93.2809 | 443.2709 | 600 | 443.2709 | 0
3 | 5 | 16 | 7.5 | 2.5 | 70 | 280 | 466 | 114 | 236.9946 | 17.2595 | 71.9946 | 16.7405 | 191.5458 | 104.2551 | 32.7499 | 104.2551 | 495.4204 | 900 | 495.4204 | 0
3 | 5 | 17 | 6.8 | 1.9 | 71 | 127 | 168 | 90 | 249.6285 | 8.8471 | 84.6285 | 25.1529 | 30.1104 | 82.3067 | 32.8669 | 82.3067 | 391.1214 | 900 | 391.1214 | 0
3 | 5 | 18 | 6.5 | 1 | 68 | 21 | 0 | 21 | 261.4522 | 0.12698 | 0 | 33.873 | 0 | 19.2049 | 32.9764 | 19.2049 | 91.2617 | 900 | 91.2617 | 0
3 | 5 | 19 | 6.3 | 2.1 | 74 | 0 | 0 | 0 | 273.0626 | -9.8443 | 0 | 0 | 0 | 0 | 33.0839 | 0 | 0 | 900 | 0 | 0
3 | 5 | 20 | 7.4 | 0 | 59 | 0 | 0 | 0 | 285.1035 | -19.2099 | 0 | 0 | 0 | 0 | 33.1954 | 0 | 0 | 800 | 0 | 0
3 | 5 | 21 | 5.4 | 2.7 | 83 | 0 | 0 | 0 | 298.2916 | -28.0143 | 0 | 0 | 0 | 0 | 33.3175 | 0 | 0 | 700 | 0 | 0
3 | 5 | 22 | 6.1 | 2.2 | 76 | 0 | 0 | 0 | 313.4017 | -35.697 | 0 | 0 | 0 | 0 | 33.4574 | 0 | 0 | 600 | 0 | 0
3 | 5 | 23 | 6.8 | 2.7 | 75 | 0 | 0 | 0 | 331.0509 | -41.5067 | 0 | 0 | 0 | 0 | 33.6208 | 0 | 0 | 500 | 0 | 0
3 | 5 | 24 | 6.1 | 2.4 | 77 | 0 | 0 | 0 | 351.1001 | -44.5806 | 0 | 0 | 0 | 0 | 33.8065 | 0 | 0 | 400 | 0 | 0
3 | 6 | 1 | 6 | 2.9 | 80 | 0 | 0 | 0 | 12.0673 | -44.3008 | 0 | 0 | 0 | 0 | 30.6673 | 0 | 0 | 350 | 0 | 0
3 | 6 | 2 | 6.8 | 1.9 | 71 | 0 | 0 | 0 | 31.7923 | -40.7279 | 0 | 0 | 0 | 0 | 30.8499 | 0 | 0 | 350 | 0 | 0
3 | 6 | 3 | 6.6 | 1.4 | 69 | 0 | 0 | 0 | 49.0091 | -34.5518 | 0 | 0 | 0 | 0 | 31.0093 | 0 | 0 | 350 | 0 | 0
3 | 6 | 4 | 6.5 | 0.7 | 66 | 0 | 0 | 0 | 63.7521 | -26.6323 | 0 | 0 | 0 | 0 | 31.1459 | 0 | 0 | 350 | 0 | 0
3 | 6 | 5 | 6.2 | 1.7 | 73 | 0 | 0 | 0 | 76.6932 | -17.6891 | 88.3068 | 0 | 0 | 0 | 31.2657 | 0 | 0 | 350 | 0 | 0
3 | 6 | 6 | 6.2 | 1.5 | 72 | 0 | 0 | 0 | 88.6045 | -8.2527 | 76.3955 | 0 | 0 | 0 | 31.376 | 0 | 0 | 350 | 0 | 0
3 | 6 | 7 | 4.4 | 1.6 | 82 | 1 | 0 | 1 | 100.19 | 1.5197 | 64.81 | 32.4803 | 0 | 0.91452 | 31.4832 | 0.91452 | 4.3458 | 350 | 4.3458 | 0
3 | 6 | 8 | 5.5 | 2 | 78 | 39 | 7 | 38 | 112.0863 | 10.379 | 52.9137 | 23.621 | 3.3673 | 34.7517 | 31.5934 | 34.7517 | 165.1401 | 350 | 165.1401 | 0
3 | 6 | 9 | 3.4 | 0.8 | 83 | 116 | 29 | 108 | 124.8875 | 18.6909 | 40.1125 | 15.3091 | 19.4526 | 98.768 | 31.7119 | 98.768 | 469.3457 | 350 | 350 | 119.3457
3 | 6 | 10 | 6.1 | -2.5 | 53 | 339 | 448 | 160 | 139.1122 | 25.7452 | 25.8878 | 8.2548 | 364.3354 | 146.323 | 31.8436 | 146.323 | 695.3269 | 600 | 600 | 95.3269
3 | 6 | 11 | 6.5 | -1.6 | 55 | 446 | 668 | 115 | 155.0427 | 30.9182 | 9.9573 | 3.0818 | 600.1829 | 105.1697 | 31.9911 | 105.1697 | 499.7662 | 600 | 499.7662 | 0
3 | 6 | 12 | 7.7 | 0.7 | 61 | 534 | 683 | 154 | 172.4339 | 33.5951 | 7.4339 | 0.40486 | 628.7689 | 140.8359 | 32.1522 | 769.6048 | 3657.1621 | 600 | 600 | 3057.1621
3 | 6 | 13 | 5.4 | -0.1 | 68 | 535 | 707 | 132 | 190.3567 | 33.3799 | 25.3567 | 0.62011 | 620.8089 | 120.7165 | 32.3181 | 741.5254 | 3523.7286 | 600 | 600 | 2923.7286
3 | 6 | 14 | 5.6 | -0.5 | 65 | 500 | 702 | 120 | 207.5792 | 30.3076 | 42.5792 | 3.6924 | 543.2424 | 109.7423 | 32.4776 | 109.7423 | 521.4952 | 600 | 521.4952 | 0
3 | 6 | 15 | 7.4 | 0 | 59 | 413 | 624 | 120 | 223.2644 | 24.8237 | 58.2644 | 9.1763 | 383.7667 | 109.7423 | 32.6228 | 109.7423 | 521.4952 | 600 | 521.4952 | 0
3 | 6 | 16 | 5.8 | 0.4 | 68 | 292 | 399 | 147 | 237.2636 | 17.5553 | 72.2636 | 16.4447 | 164.5782 | 134.4343 | 32.7524 | 134.4343 | 638.8316 | 900 | 638.8316 | 0
3 | 6 | 17 | 6.1 | -0.4 | 63 | 144 | 268 | 84 | 249.9105 | 9.1206 | 84.9105 | 24.8794 | 48.3453 | 76.8196 | 32.8695 | 76.8196 | 365.0466 | 900 | 365.0466 | 0
3 | 6 | 18 | 5.7 | 0.3 | 68 | 23 | 0 | 23 | 261.742 | 0.34894 | 0 | 33.6511 | 0 | 21.0339 | 32.9791 | 21.0339 | 99.9532 | 900 | 99.9532 | 0
3 | 6 | 19 | 6.2 | -2 | 55 | 0 | 0 | 0 | 273.3588 | -9.5809 | 0 | 0 | 0 | 0 | 33.0867 | 0 | 0 | 900 | 0 | 0
3 | 6 | 20 | 6 | -1.9 | 56 | 0 | 0 | 0 | 285.4047 | -18.9392 | 0 | 0 | 0 | 0 | 33.1982 | 0 | 0 | 800 | 0 | 0
3 | 6 | 21 | 6 | -0.9 | 61 | 0 | 0 | 0 | 298.5925 | -27.7252 | 0 | 0 | 0 | 0 | 33.3203 | 0 | 0 | 700 | 0 | 0
3 | 6 | 22 | 5.5 | 0.6 | 71 | 0 | 0 | 0 | 313.6861 | -35.3795 | 0 | 0 | 0 | 0 | 33.4601 | 0 | 0 | 600 | 0 | 0
3 | 6 | 23 | 5.2 | 1.4 | 76 | 0 | 0 | 0 | 331.2845 | -41.1551 | 0 | 0 | 0 | 0 | 33.623 | 0 | 0 | 500 | 0 | 0
3 | 6 | 24 | 4.7 | 0.5 | 74 | 0 | 0 | 0 | 351.2356 | -44.1997 | 0 | 0 | 0 | 0 | 33.8077 | 0 | 0 | 400 | 0 | 0
3 | 7 | 1 | 5.7 | -0.7 | 63 | 0 | 0 | 0 | 12.0772 | -43.9078 | 0 | 0 | 0 | 0 | 30.6674 | 0 | 0 | 350 | 0 | 0
3 | 7 | 2 | 5.4 | -0.1 | 68 | 0 | 0 | 0 | 31.6949 | -40.3419 | 0 | 0 | 0 | 0 | 30.849 | 0 | 0 | 350 | 0 | 0
3 | 7 | 3 | 4.9 | 2.4 | 84 | 0 | 0 | 0 | 48.8466 | -34.1822 | 0 | 0 | 0 | 0 | 31.0078 | 0 | 0 | 350 | 0 | 0
3 | 7 | 4 | 4.9 | 2.4 | 84 | 0 | 0 | 0 | 63.5593 | -26.2789 | 0 | 0 | 0 | 0 | 31.1441 | 0 | 0 | 350 | 0 | 0
3 | 7 | 5 | 5.4 | 1.1 | 74 | 0 | 0 | 0 | 76.4902 | -17.3465 | 88.5098 | 0 | 0 | 0 | 31.2638 | 0 | 0 | 350 | 0 | 0
3 | 7 | 6 | 5.5 | 2 | 78 | 0 | 0 | 0 | 88.4015 | -7.913 | 76.5985 | 0 | 0 | 0 | 31.3741 | 0 | 0 | 350 | 0 | 0
3 | 7 | 7 | 5.5 | 2.6 | 82 | 1 | 0 | 1 | 99.9932 | 1.8316 | 65.0068 | 32.1684 | 0 | 0.91452 | 31.4814 | 0.91452 | 4.3458 | 350 | 4.3458 | 0
3 | 7 | 8 | 5.8 | 3.7 | 86 | 32 | 0 | 32 | 111.9023 | 10.7256 | 53.0977 | 23.2744 | 0 | 29.2646 | 31.5917 | 29.2646 | 139.0654 | 350 | 139.0654 | 0
3 | 7 | 9 | 6.2 | 3.6 | 83 | 119 | 28 | 112 | 124.7269 | 19.0529 | 40.2731 | 14.9471 | 18.8694 | 102.4261 | 31.7104 | 102.4261 | 486.7288 | 350 | 350 | 136.7288
3 | 7 | 10 | 6.7 | 3.9 | 82 | 210 | 80 | 177 | 138.9926 | 26.1231 | 26.0074 | 7.8769 | 65.3005 | 161.8698 | 31.8425 | 161.8698 | 769.2054 | 600 | 600 | 169.2054
3 | 7 | 11 | 7.1 | 4.1 | 81 | 282 | 81 | 241 | 154.9882 | 31.3086 | 10.0118 | 2.6914 | 73.0049 | 220.399 | 31.9906 | 220.399 | 1047.3362 | 600 | 600 | 447.3362
3 | 7 | 12 | 7.1 | 5.5 | 90 | 161 | 0 | 161 | 172.4667 | 33.9874 | 7.4667 | 0.012552 | 0 | 147.2375 | 32.1525 | 147.2375 | 699.6727 | 600 | 600 | 99.6727
3 | 7 | 13 | 7.3 | 4.3 | 81 | 167 | 0 | 167 | 190.482 | 33.7591 | 25.482 | 0.24089 | 0 | 152.7246 | 32.3193 | 152.7246 | 725.7475 | 600 | 600 | 125.7475
3 | 7 | 14 | 7 | 5.2 | 88 | 156 | 0 | 156 | 207.7791 | 30.6612 | 42.7791 | 3.3388 | 0 | 142.6649 | 32.4794 | 142.6649 | 677.9438 | 600 | 600 | 77.9438
3 | 7 | 15 | 6.7 | 4.6 | 86 | 130 | 0 | 130 | 223.5116 | 25.147 | 58.5116 | 8.853 | 0 | 118.8874 | 32.6251 | 118.8874 | 564.9531 | 600 | 564.9531 | 0
3 | 7 | 16 | 6.1 | 4.5 | 89 | 90 | 0 | 90 | 237.5358 | 17.8508 | 72.5358 | 16.1492 | 0 | 82.3067 | 32.755 | 82.3067 | 391.1214 | 900 | 391.1214 | 0
3 | 7 | 17 | 4.8 | 4.1 | 95 | 44 | 0 | 44 | 250.1951 | 9.394 | 85.1951 | 24.606 | 0 | 40.2388 | 32.8722 | 40.2388 | 191.2149 | 900 | 191.2149 | 0
3 | 7 | 18 | 4 | 3 | 93 | 7 | 0 | 7 | 262.034 | 0.57503 | 0 | 33.425 | 0 | 6.4016 | 32.9818 | 6.4016 | 30.4206 | 900 | 30.4206 | 0
3 | 7 | 19 | 3.5 | 3.1 | 97 | 0 | 0 | 0 | 273.6566 | -9.3173 | 0 | 0 | 0 | 0 | 33.0894 | 0 | 0 | 900 | 0 | 0
3 | 7 | 20 | 4.1 | 2.9 | 92 | 0 | 0 | 0 | 285.7072 | -18.6682 | 0 | 0 | 0 | 0 | 33.201 | 0 | 0 | 800 | 0 | 0
3 | 7 | 21 | 4.4 | 3.4 | 93 | 0 | 0 | 0 | 298.8941 | -27.4355 | 0 | 0 | 0 | 0 | 33.3231 | 0 | 0 | 700 | 0 | 0
3 | 7 | 22 | 4 | 2.2 | 88 | 0 | 0 | 0 | 313.9707 | -35.0611 | 0 | 0 | 0 | 0 | 33.4627 | 0 | 0 | 600 | 0 | 0
3 | 7 | 23 | 3.6 | 1 | 83 | 0 | 0 | 0 | 331.5181 | -40.8024 | 0 | 0 | 0 | 0 | 33.6252 | 0 | 0 | 500 | 0 | 0
3 | 7 | 24 | 3.6 | 1 | 83 | 0 | 0 | 0 | 351.3719 | -43.8177 | 0 | 0 | 0 | 0 | 33.809 | 0 | 0 | 400 | 0 | 0
3 | 8 | 1 | 0.9 | 0.6 | 98 | 0 | 0 | 0 | 12.089 | -43.5135 | 0 | 0 | 0 | 0 | 30.6675 | 0 | 0 | 350 | 0 | 0
3 | 8 | 2 | 3 | 0.6 | 84 | 0 | 0 | 0 | 31.6002 | -39.9541 | 0 | 0 | 0 | 0 | 30.8481 | 0 | 0 | 350 | 0 | 0
3 | 8 | 3 | 2.9 | 1.6 | 91 | 0 | 0 | 0 | 48.6866 | -33.8106 | 0 | 0 | 0 | 0 | 31.0064 | 0 | 0 | 350 | 0 | 0
3 | 8 | 4 | 3.3 | 1.8 | 90 | 0 | 0 | 0 | 63.3686 | -25.9233 | 0 | 0 | 0 | 0 | 31.1423 | 0 | 0 | 350 | 0 | 0
3 | 8 | 5 | 3.3 | 1.2 | 86 | 0 | 0 | 0 | 76.2886 | -17.0017 | 88.7114 | 0 | 0 | 0 | 31.2619 | 0 | 0 | 350 | 0 | 0
3 | 8 | 6 | 3 | 0.9 | 86 | 0 | 0 | 0 | 88.1993 | -7.5711 | 76.8007 | 0 | 0 | 0 | 31.3722 | 0 | 0 | 350 | 0 | 0
3 | 8 | 7 | 2.8 | 1 | 88 | 2 | 0 | 2 | 99.7969 | 2.1488 | 65.2031 | 31.8512 | 0 | 1.829 | 31.4796 | 1.829 | 8.6916 | 350 | 8.6916 | 0
3 | 8 | 8 | 4.8 | 0.9 | 76 | 58 | 67 | 49 | 111.7186 | 11.0741 | 53.2814 | 22.9259 | 32.6524 | 44.8114 | 31.59 | 44.8114 | 212.9439 | 350 | 212.9439 | 0
3 | 8 | 9 | 6.2 | -1.6 | 56 | 197 | 308 | 111 | 124.5666 | 19.4165 | 40.4334 | 14.5835 | 208.5245 | 101.5116 | 31.7089 | 101.5116 | 482.3831 | 350 | 350 | 132.3831
3 | 8 | 10 | 7 | -1.2 | 55 | 306 | 293 | 185 | 138.8734 | 26.5027 | 26.1266 | 7.4973 | 240.0392 | 169.186 | 31.8414 | 169.186 | 803.9718 | 600 | 600 | 203.9718
3 | 8 | 11 | 7.6 | -0.4 | 57 | 288 | 106 | 234 | 154.9348 | 31.7004 | 10.0652 | 2.2996 | 95.8329 | 213.9974 | 31.9901 | 213.9974 | 1016.9156 | 600 | 600 | 416.9156
3 | 8 | 12 | 7.3 | 2.8 | 73 | 331 | 73 | 290 | 172.5018 | 34.381 | 7.5018 | 0.38098 | 67.5764 | 265.2104 | 32.1528 | 332.7868 | 1581.4031 | 600 | 600 | 981.4031
3 | 8 | 13 | 7.3 | 2.5 | 72 | 343 | 134 | 265 | 190.6105 | 34.1391 | 25.6105 | 0.1391 | 118.2709 | 242.3475 | 32.3205 | 360.6184 | 1713.6586 | 600 | 600 | 1113.6586
3 | 8 | 14 | 6.1 | 0.2 | 66 | 321 | 101 | 266 | 207.9827 | 31.0151 | 42.9827 | 2.9849 | 78.5547 | 243.262 | 32.4813 | 243.262 | 1155.981 | 600 | 600 | 555.981
3 | 8 | 15 | 5.8 | 3.2 | 83 | 266 | 65 | 234 | 223.7622 | 25.4701 | 58.7622 | 8.5299 | 40.1913 | 213.9974 | 32.6274 | 213.9974 | 1016.9156 | 600 | 600 | 416.9156
3 | 8 | 16 | 8.3 | 1.5 | 62 | 245 | 236 | 157 | 237.8108 | 18.146 | 72.8108 | 15.854 | 97.9951 | 143.5794 | 32.7575 | 143.5794 | 682.2895 | 900 | 682.2895 | 0
3 | 8 | 17 | 5.4 | 2.2 | 80 | 148 | 290 | 80 | 250.4821 | 9.6672 | 85.4821 | 24.3328 | 52.9651 | 73.1615 | 32.8748 | 73.1615 | 347.6635 | 900 | 347.6635 | 0
3 | 8 | 18 | 6.5 | 0.1 | 64 | 26 | 3 | 25 | 262.3278 | 0.80482 | 0 | 33.1952 | 0 | 22.863 | 32.9845 | 22.863 | 108.6448 | 900 | 108.6448 | 0
3 | 8 | 19 | 6.2 | 1.2 | 70 | 0 | 0 | 0 | 273.9559 | -9.0536 | 0 | 0 | 0 | 0 | 33.0922 | 0 | 0 | 900 | 0 | 0
3 | 8 | 20 | 6.4 | 2 | 73 | 0 | 0 | 0 | 286.0107 | -18.3968 | 0 | 0 | 0 | 0 | 33.2038 | 0 | 0 | 800 | 0 | 0
3 | 8 | 21 | 6.6 | 0.2 | 64 | 0 | 0 | 0 | 299.1964 | -27.1451 | 0 | 0 | 0 | 0 | 33.3259 | 0 | 0 | 700 | 0 | 0
3 | 8 | 22 | 6 | 2.1 | 76 | 0 | 0 | 0 | 314.2554 | -34.7418 | 0 | 0 | 0 | 0 | 33.4653 | 0 | 0 | 600 | 0 | 0
3 | 8 | 23 | 5.8 | 1.3 | 73 | 0 | 0 | 0 | 331.7518 | -40.4488 | 0 | 0 | 0 | 0 | 33.6273 | 0 | 0 | 500 | 0 | 0
3 | 8 | 24 | 5.5 | 2.8 | 83 | 0 | 0 | 0 | 351.5088 | -43.4347 | 0 | 0 | 0 | 0 | 33.8103 | 0 | 0 | 400 | 0 | 0
3 | 9 | 1 | 3.8 | 2.3 | 90 | 0 | 0 | 0 | 12.1026 | -43.1179 | 0 | 0 | 0 | 0 | 30.6676 | 0 | 0 | 350 | 0 | 0
3 | 9 | 2 | 2.9 | 1.3 | 89 | 0 | 0 | 0 | 31.508 | -39.5647 | 0 | 0 | 0 | 0 | 30.8473 | 0 | 0 | 350 | 0 | 0
3 | 9 | 3 | 4 | 1.4 | 83 | 0 | 0 | 0 | 48.5292 | -33.4371 | 0 | 0 | 0 | 0 | 31.0049 | 0 | 0 | 350 | 0 | 0
3 | 9 | 4 | 4.2 | 2.2 | 87 | 0 | 0 | 0 | 63.1798 | -25.5657 | 0 | 0 | 0 | 0 | 31.1406 | 0 | 0 | 350 | 0 | 0
3 | 9 | 5 | 4.3 | 1.8 | 84 | 0 | 0 | 0 | 76.0884 | -16.655 | 88.9116 | 0 | 0 | 0 | 31.2601 | 0 | 0 | 350 | 0 | 0
3 | 9 | 6 | 4.8 | 2.1 | 83 | 0 | 0 | 0 | 87.9981 | -7.2271 | 77.0019 | 0 | 0 | 0 | 31.3704 | 0 | 0 | 350 | 0 | 0
3 | 9 | 7 | 5.3 | 2.7 | 83 | 2 | 0 | 2 | 99.6011 | 2.4707 | 65.3989 | 31.5293 | 0 | 1.829 | 31.4778 | 1.829 | 8.6916 | 350 | 8.6916 | 0
3 | 9 | 8 | 5.8 | 3.2 | 83 | 52 | 34 | 48 | 111.5352 | 11.4244 | 53.4648 | 22.5756 | 16.6774 | 43.8969 | 31.5883 | 43.8969 | 208.5981 | 350 | 208.5981 | 0
3 | 9 | 9 | 6.1 | 4 | 86 | 126 | 25 | 119 | 124.4064 | 19.7817 | 40.5936 | 14.2183 | 17.0035 | 108.8277 | 31.7075 | 108.8277 | 517.1494 | 350 | 350 | 167.1494
3 | 9 | 10 | 6.9 | 3.4 | 78 | 218 | 68 | 189 | 138.7546 | 26.8837 | 26.2454 | 7.1163 | 55.9107 | 172.8441 | 31.8403 | 172.8441 | 821.3549 | 600 | 600 | 221.3549
3 | 9 | 11 | 7.5 | 4.3 | 80 | 290 | 81 | 248 | 154.8824 | 32.0937 | 10.1176 | 1.9063 | 73.4542 | 226.8007 | 31.9897 | 300.2549 | 1426.8112 | 600 | 600 | 826.8112
3 | 9 | 12 | 8.3 | 5.7 | 84 | 439 | 328 | 251 | 172.539 | 34.7756 | 7.539 | 0.77563 | 304.4494 | 229.5442 | 32.1531 | 533.9936 | 2537.5378 | 600 | 600 | 1937.5378
3 | 9 | 13 | 8 | 4.6 | 79 | 345 | 120 | 275 | 190.7422 | 34.5198 | 25.7422 | 0.51977 | 106.1783 | 251.4927 | 32.3217 | 357.671 | 1699.6524 | 600 | 600 | 1099.6524
3 | 9 | 14 | 9.1 | 5.6 | 79 | 322 | 70 | 283 | 208.19 | 31.3691 | 43.19 | 2.6309 | 54.5764 | 258.8088 | 32.4832 | 258.8088 | 1229.8595 | 600 | 600 | 629.8595
3 | 9 | 15 | 9.4 | 4.7 | 72 | 269 | 65 | 237 | 224.0162 | 25.7931 | 59.0162 | 8.2069 | 40.2949 | 216.741 | 32.6298 | 216.741 | 1029.953 | 600 | 600 | 429.953
3 | 9 | 16 | 9.3 | 4.8 | 73 | 188 | 60 | 166 | 238.0888 | 18.4409 | 73.0888 | 15.5591 | 24.9934 | 151.8101 | 32.7601 | 151.8101 | 721.4017 | 900 | 721.4017 | 0
3 | 9 | 17 | 9.1 | 4.9 | 75 | 95 | 14 | 92 | 250.7715 | 9.9402 | 85.7715 | 24.0598 | 2.5721 | 84.1357 | 32.8775 | 84.1357 | 399.813 | 900 | 399.813 | 0
3 | 9 | 18 | 8.5 | 4.7 | 77 | 16 | 0 | 16 | 262.6235 | 1.0379 | 0 | 32.9621 | 0 | 14.6323 | 32.9873 | 14.6323 | 69.5327 | 900 | 69.5327 | 0
3 | 9 | 19 | 7.9 | 5 | 82 | 0 | 0 | 0 | 274.2566 | -8.7899 | 0 | 0 | 0 | 0 | 33.095 | 0 | 0 | 900 | 0 | 0
3 | 9 | 20 | 7.9 | 4.2 | 77 | 0 | 0 | 0 | 286.3152 | -18.125 | 0 | 0 | 0 | 0 | 33.2066 | 0 | 0 | 800 | 0 | 0
3 | 9 | 21 | 7.4 | 4.4 | 81 | 0 | 0 | 0 | 299.499 | -26.8542 | 0 | 0 | 0 | 0 | 33.3287 | 0 | 0 | 700 | 0 | 0
3 | 9 | 22 | 7.5 | 3.5 | 76 | 0 | 0 | 0 | 314.5402 | -34.4218 | 0 | 0 | 0 | 0 | 33.468 | 0 | 0 | 600 | 0 | 0
3 | 9 | 23 | 7.1 | 3.3 | 77 | 0 | 0 | 0 | 331.9852 | -40.0942 | 0 | 0 | 0 | 0 | 33.6295 | 0 | 0 | 500 | 0 | 0
3 | 9 | 24 | 7.1 | 3.3 | 77 | 0 | 0 | 0 | 351.6461 | -43.0506 | 0 | 0 | 0 | 0 | 33.8115 | 0 | 0 | 400 | 0 | 0
3 | 10 | 1 | 6.7 | 3.1 | 78 | 0 | 0 | 0 | 12.118 | -42.7212 | 0 | 0 | 0 | 0 | 30.6678 | 0 | 0 | 350 | 0 | 0
3 | 10 | 2 | 6.7 | 3 | 77 | 0 | 0 | 0 | 31.4183 | -39.1739 | 0 | 0 | 0 | 0 | 30.8465 | 0 | 0 | 350 | 0 | 0
3 | 10 | 3 | 6.7 | 3.1 | 78 | 0 | 0 | 0 | 48.3741 | -33.0619 | 0 | 0 | 0 | 0 | 31.0035 | 0 | 0 | 350 | 0 | 0
3 | 10 | 4 | 6.4 | 2.8 | 78 | 0 | 0 | 0 | 62.9929 | -25.2063 | 0 | 0 | 0 | 0 | 31.1388 | 0 | 0 | 350 | 0 | 0
3 | 10 | 5 | 6.5 | 2.6 | 76 | 0 | 0 | 0 | 75.8895 | -16.3063 | 89.1105 | 0 | 0 | 0 | 31.2582 | 0 | 0 | 350 | 0 | 0
3 | 10 | 6 | 6.5 | 2.6 | 76 | 0 | 0 | 0 | 87.7977 | -6.8812 | 77.2023 | 0 | 0 | 0 | 31.3685 | 0 | 0 | 350 | 0 | 0
3 | 10 | 7 | 6.5 | 2.6 | 76 | 3 | 0 | 3 | 99.4058 | 2.7968 | 65.5942 | 31.2032 | 0 | 2.7436 | 31.476 | 2.7436 | 13.0374 | 350 | 13.0374 | 0
3 | 10 | 8 | 6.8 | 3 | 77 | 66 | 100 | 53 | 111.352 | 11.7763 | 53.648 | 22.2237 | 49.3681 | 48.4695 | 31.5866 | 48.4695 | 230.327 | 350 | 230.327 | 0
3 | 10 | 9 | 7.7 | 3.8 | 76 | 213 | 404 | 95 | 124.2463 | 20.1484 | 40.7537 | 13.8516 | 276.0301 | 86.8793 | 31.706 | 86.8793 | 412.8504 | 350 | 350 | 62.8504
3 | 10 | 10 | 8.5 | 4.2 | 74 | 365 | 588 | 117 | 138.636 | 27.2661 | 26.364 | 6.7339 | 485.1958 | 106.9987 | 31.8392 | 106.9987 | 508.4578 | 600 | 508.4578 | 0
3 | 10 | 11 | 9.5 | 4.6 | 71 | 468 | 666 | 122 | 154.8309 | 32.4881 | 10.1691 | 1.5119 | 605.7721 | 111.5713 | 31.9892 | 717.3434 | 3408.8159 | 600 | 600 | 2808.8159
3 | 10 | 12 | 10.5 | 5.3 | 70 | 445 | 328 | 255 | 172.5782 | 35.1713 | 7.5782 | 1.1713 | 305.2549 | 233.2023 | 32.1535 | 538.4572 | 2558.7484 | 600 | 600 | 1958.7484
3 | 10 | 13 | 10.9 | 6.2 | 73 | 349 | 120 | 278 | 190.8771 | 34.901 | 25.8771 | 0.90099 | 106.437 | 254.2362 | 32.3229 | 360.6733 | 1713.9194 | 600 | 600 | 1113.9194
3 | 10 | 14 | 11.5 | 6 | 69 | 326 | 71 | 286 | 208.4007 | 31.7232 | 43.4007 | 2.2768 | 55.4873 | 261.5524 | 32.4852 | 261.5524 | 1242.8969 | 600 | 600 | 642.8969
3 | 10 | 15 | 11.4 | 6.6 | 72 | 271 | 64 | 240 | 224.2735 | 26.1157 | 59.2735 | 7.8843 | 39.7744 | 219.4845 | 32.6322 | 219.4845 | 1042.9904 | 600 | 600 | 442.9904
3 | 10 | 16 | 11.6 | 6.3 | 70 | 286 | 335 | 159 | 238.3695 | 18.7353 | 73.3695 | 15.2647 | 139.9779 | 145.4085 | 32.7627 | 145.4085 | 690.9811 | 900 | 690.9811 | 0
3 | 10 | 17 | 10.4 | 6.3 | 76 | 146 | 242 | 88 | 251.063 | 10.2128 | 86.063 | 23.7872 | 44.7163 | 80.4777 | 32.8802 | 80.4777 | 382.4298 | 900 | 382.4298 | 0
3 | 10 | 18 | 11.7 | 5.5 | 66 | 23 | 0 | 23 | 262.9208 | 1.2739 | 0 | 32.7261 | 0 | 21.0339 | 32.99 | 21.0339 | 99.9532 | 900 | 99.9532 | 0
3 | 10 | 19 | 10.9 | 6 | 72 | 0 | 0 | 0 | 274.5585 | -8.526 | 0 | 0 | 0 | 0 | 33.0978 | 0 | 0 | 900 | 0 | 0
3 | 10 | 20 | 11.6 | 5.3 | 65 | 0 | 0 | 0 | 286.6204 | -17.853 | 0 | 0 | 0 | 0 | 33.2094 | 0 | 0 | 800 | 0 | 0
3 | 10 | 21 | 10.3 | 6.5 | 77 | 0 | 0 | 0 | 299.802 | -26.5627 | 0 | 0 | 0 | 0 | 33.3315 | 0 | 0 | 700 | 0 | 0
3 | 10 | 22 | 9.9 | 6.3 | 78 | 0 | 0 | 0 | 314.8247 | -34.1009 | 0 | 0 | 0 | 0 | 33.4706 | 0 | 0 | 600 | 0 | 0
3 | 10 | 23 | 9.4 | 6.8 | 84 | 0 | 0 | 0 | 332.2183 | -39.7388 | 0 | 0 | 0 | 0 | 33.6317 | 0 | 0 | 500 | 0 | 0
3 | 10 | 24 | 9 | 7.1 | 88 | 0 | 0 | 0 | 351.7837 | -42.6658 | 0 | 0 | 0 | 0 | 33.8128 | 0 | 0 | 400 | 0 | 0
3 | 11 | 1 | 9.1 | 6.8 | 86 | 0 | 0 | 0 | 12.1349 | -42.3234 | 0 | 0 | 0 | 0 | 30.6679 | 0 | 0 | 350 | 0 | 0
3 | 11 | 2 | 9.1 | 6.5 | 84 | 0 | 0 | 0 | 31.3309 | -38.7817 | 0 | 0 | 0 | 0 | 30.8457 | 0 | 0 | 350 | 0 | 0
3 | 11 | 3 | 9.1 | 6.3 | 83 | 0 | 0 | 0 | 48.2214 | -32.6851 | 0 | 0 | 0 | 0 | 31.002 | 0 | 0 | 350 | 0 | 0
3 | 11 | 4 | 8.5 | 7 | 90 | 0 | 0 | 0 | 62.8079 | -24.8451 | 0 | 0 | 0 | 0 | 31.1371 | 0 | 0 | 350 | 0 | 0
3 | 11 | 5 | 8.4 | 6.5 | 88 | 0 | 0 | 0 | 75.692 | -15.956 | 89.308 | 0 | 0 | 0 | 31.2564 | 0 | 0 | 350 | 0 | 0
3 | 11 | 6 | 7.9 | 6.6 | 91 | 0 | 0 | 0 | 87.5983 | -6.5334 | 77.4017 | 0 | 0 | 0 | 31.3667 | 0 | 0 | 350 | 0 | 0
3 | 11 | 7 | 8.2 | 6.9 | 92 | 2 | 0 | 2 | 99.2111 | 3.1265 | 65.7889 | 30.8735 | 0 | 1.829 | 31.4742 | 1.829 | 8.6916 | 350 | 8.6916 | 0
3 | 11 | 8 | 8.4 | 6.5 | 88 | 43 | 0 | 43 | 111.1689 | 12.1297 | 53.8311 | 21.8703 | 0 | 39.3243 | 31.5849 | 39.3243 | 186.8691 | 350 | 186.8691 | 0
3 | 11 | 9 | 9 | 6.6 | 85 | 133 | 32 | 124 | 124.0862 | 20.5164 | 40.9138 | 13.4836 | 21.9627 | 113.4003 | 31.7045 | 113.4003 | 538.8784 | 350 | 350 | 188.8784
3 | 11 | 10 | 9.2 | 6.5 | 83 | 296 | 237 | 194 | 138.5176 | 27.6497 | 26.4824 | 6.3503 | 196.2564 | 177.4166 | 31.8381 | 177.4166 | 843.0839 | 600 | 600 | 243.0839
3 | 11 | 11 | 10.3 | 7.2 | 81 | 391 | 335 | 215 | 154.7803 | 32.8837 | 10.2197 | 1.1163 | 305.607 | 196.6215 | 31.9887 | 502.2285 | 2386.5898 | 600 | 600 | 1786.5898
3 | 11 | 12 | 10.2 | 6.4 | 77 | 341 | 118 | 272 | 172.6194 | 35.5678 | 7.6194 | 1.5678 | 110.1022 | 248.7491 | 32.1539 | 358.8513 | 1705.2616 | 600 | 600 | 1105.2616
3 | 11 | 13 | 10.5 | 6.9 | 78 | 352 | 132 | 273 | 191.0149 | 35.2827 | 26.0149 | 1.2827 | 117.3595 | 249.6636 | 32.3242 | 367.0231 | 1744.0938 | 600 | 600 | 1144.0938
3 | 11 | 14 | 10.9 | 7.1 | 77 | 329 | 70 | 289 | 208.6149 | 32.0772 | 43.6149 | 1.9228 | 54.832 | 264.2959 | 32.4872 | 264.2959 | 1255.9343 | 600 | 600 | 655.9343
3 | 11 | 15 | 10.6 | 7.5 | 81 | 136 | 0 | 136 | 224.534 | 26.438 | 59.534 | 7.562 | 0 | 124.3746 | 32.6346 | 124.3746 | 591.0279 | 600 | 591.0279 | 0
3 | 11 | 16 | 10.3 | 8 | 86 | 96 | 0 | 96 | 238.6528 | 19.0293 | 73.6528 | 14.9707 | 0 | 87.7938 | 32.7653 | 87.7938 | 417.1962 | 900 | 417.1962 | 0
3 | 11 | 17 | 9.8 | 8.2 | 90 | 49 | 0 | 49 | 251.3565 | 10.4851 | 86.3565 | 23.5149 | 0 | 44.8114 | 32.8829 | 44.8114 | 212.9439 | 900 | 212.9439 | 0
3 | 11 | 18 | 9.6 | 8.6 | 93 | 9 | 0 | 9 | 263.2198 | 1.5124 | 0 | 32.4876 | 0 | 8.2307 | 32.9928 | 8.2307 | 39.1121 | 900 | 39.1121 | 0
3 | 11 | 19 | 9.5 | 8.9 | 96 | 0 | 0 | 0 | 274.8616 | -8.2622 | 0 | 0 | 0 | 0 | 33.1006 | 0 | 0 | 900 | 0 | 0
3 | 11 | 20 | 9.3 | 8.7 | 96 | 0 | 0 | 0 | 286.9263 | -17.5808 | 0 | 0 | 0 | 0 | 33.2123 | 0 | 0 | 800 | 0 | 0
3 | 11 | 21 | 9.2 | 9 | 99 | 0 | 0 | 0 | 300.1052 | -26.2706 | 0 | 0 | 0 | 0 | 33.3343 | 0 | 0 | 700 | 0 | 0
3 | 11 | 22 | 9.3 | 9.1 | 99 | 0 | 0 | 0 | 315.1089 | -33.7793 | 0 | 0 | 0 | 0 | 33.4732 | 0 | 0 | 600 | 0 | 0
3 | 11 | 23 | 9.2 | 9.2 | 100 | 0 | 0 | 0 | 332.4509 | -39.3826 | 0 | 0 | 0 | 0 | 33.6338 | 0 | 0 | 500 | 0 | 0
3 | 11 | 24 | 9.2 | 9 | 99 | 0 | 0 | 0 | 351.9215 | -42.2801 | 0 | 0 | 0 | 0 | 33.8141 | 0 | 0 | 400 | 0 | 0
3 | 12 | 1 | 8.9 | 8.7 | 99 | 0 | 0 | 0 | 12.1532 | -41.9248 | 0 | 0 | 0 | 0 | 30.6681 | 0 | 0 | 350 | 0 | 0
3 | 12 | 2 | 8.8 | 8.6 | 99 | 0 | 0 | 0 | 31.2458 | -38.3884 | 0 | 0 | 0 | 0 | 30.8449 | 0 | 0 | 350 | 0 | 0
3 | 12 | 3 | 8.8 | 8.6 | 99 | 0 | 0 | 0 | 48.0709 | -32.3068 | 0 | 0 | 0 | 0 | 31.0007 | 0 | 0 | 350 | 0 | 0
3 | 12 | 4 | 8.6 | 8.4 | 99 | 0 | 0 | 0 | 62.6248 | -24.4824 | 0 | 0 | 0 | 0 | 31.1354 | 0 | 0 | 350 | 0 | 0
3 | 12 | 5 | 8.6 | 8.4 | 99 | 0 | 0 | 0 | 75.4958 | -15.6041 | 89.5042 | 0 | 0 | 0 | 31.2546 | 0 | 0 | 350 | 0 | 0
3 | 12 | 6 | 7.9 | 7.5 | 97 | 0 | 0 | 0 | 87.3996 | -6.1839 | 77.6004 | 0 | 0 | 0 | 31.3648 | 0 | 0 | 350 | 0 | 0
3 | 12 | 7 | 8 | 7.4 | 96 | 2 | 0 | 2 | 99.0167 | 3.4593 | 65.9833 | 30.5407 | 0 | 1.829 | 31.4724 | 1.829 | 8.6916 | 350 | 8.6916 | 0
3 | 12 | 8 | 8.2 | 7.6 | 96 | 46 | 0 | 46 | 110.9861 | 12.4844 | 54.0139 | 21.5156 | 0 | 42.0679 | 31.5832 | 42.0679 | 199.9065 | 350 | 199.9065 | 0
3 | 12 | 9 | 8.4 | 7.3 | 93 | 137 | 33 | 127 | 123.9262 | 20.8854 | 41.0738 | 13.1146 | 22.7505 | 116.1439 | 31.703 | 116.1439 | 551.9157 | 350 | 350 | 201.9157
3 | 12 | 10 | 8.8 | 7.1 | 89 | 325 | 310 | 190 | 138.3994 | 28.0344 | 26.6006 | 5.9656 | 257.6049 | 173.7586 | 31.837 | 173.7586 | 825.7007 | 600 | 600 | 225.7007
3 | 12 | 11 | 9.7 | 7.6 | 87 | 479 | 578 | 172 | 154.7305 | 33.2803 | 10.2695 | 0.71972 | 528.8215 | 157.2972 | 31.9882 | 686.1188 | 3260.4364 | 600 | 600 | 2660.4364
3 | 12 | 12 | 10.4 | 7.7 | 83 | 563 | 748 | 122 | 172.6626 | 35.9651 | 7.6626 | 1.9651 | 699.7111 | 111.5713 | 32.1543 | 811.2824 | 3855.214 | 600 | 600 | 3255.214
3 | 12 | 13 | 10.5 | 7.6 | 82 | 578 | 772 | 112 | 191.1557 | 35.6647 | 26.1557 | 1.6647 | 687.9703 | 102.4261 | 32.3255 | 790.3964 | 3755.9636 | 600 | 600 | 3155.9636
3 | 12 | 14 | 11 | 7.9 | 81 | 538 | 723 | 123 | 208.8324 | 32.4312 | 43.8324 | 1.5688 | 567.6073 | 112.4858 | 32.4892 | 112.4858 | 534.5326 | 600 | 534.5326 | 0
3 | 12 | 15 | 10.5 | 7.8 | 83 | 446 | 649 | 121 | 224.7975 | 26.7598 | 59.7975 | 7.2402 | 405.2709 | 110.6568 | 32.637 | 110.6568 | 525.841 | 600 | 525.841 | 0
3 | 12 | 16 | 10.2 | 7.7 | 84 | 314 | 484 | 125 | 238.9387 | 19.3226 | 73.9387 | 14.6774 | 203.4316 | 114.3148 | 32.768 | 114.3148 | 543.2242 | 900 | 543.2242 | 0
3 | 12 | 17 | 9.8 | 7.1 | 83 | 154 | 243 | 93 | 251.6521 | 10.757 | 86.6521 | 23.243 | 45.3965 | 85.0502 | 32.8857 | 85.0502 | 404.1588 | 900 | 404.1588 | 0
3 | 12 | 18 | 8.9 | 7 | 88 | 32 | 11 | 31 | 263.5202 | 1.7531 | 0 | 32.2469 | 0 | 28.3501 | 32.9956 | 28.3501 | 134.7196 | 900 | 134.7196 | 0
3 | 12 | 19 | 8 | 6.9 | 93 | 0 | 0 | 0 | 275.1657 | -7.9983 | 0 | 0 | 0 | 0 | 33.1034 | 0 | 0 | 900 | 0 | 0
3 | 12 | 20 | 7.7 | 6.2 | 90 | 0 | 0 | 0 | 287.2328 | -17.3083 | 0 | 0 | 0 | 0 | 33.2151 | 0 | 0 | 800 | 0 | 0
3 | 12 | 21 | 7.3 | 6.4 | 94 | 0 | 0 | 0 | 300.4084 | -25.9781 | 0 | 0 | 0 | 0 | 33.3371 | 0 | 0 | 700 | 0 | 0
3 | 12 | 22 | 7.3 | 6.6 | 95 | 0 | 0 | 0 | 315.3927 | -33.4571 | 0 | 0 | 0 | 0 | 33.4759 | 0 | 0 | 600 | 0 | 0
3 | 12 | 23 | 7.2 | 6.5 | 95 | 0 | 0 | 0 | 332.683 | -39.0257 | 0 | 0 | 0 | 0 | 33.636 | 0 | 0 | 500 | 0 | 0
3 | 12 | 24 | 7.2 | 6.8 | 97 | 0 | 0 | 0 | 352.0594 | -41.8938 | 0 | 0 | 0 | 0 | 33.8154 | 0 | 0 | 400 | 0 | 0
3 | 13 | 1 | 7.1 | 6.4 | 95 | 0 | 0 | 0 | 12.1728 | -41.5254 | 0 | 0 | 0 | 0 | 30.6683 | 0 | 0 | 350 | 0 | 0
3 | 13 | 2 | 6.9 | 6 | 94 | 0 | 0 | 0 | 31.1628 | -37.994 | 0 | 0 | 0 | 0 | 30.8441 | 0 | 0 | 350 | 0 | 0
3 | 13 | 3 | 6.7 | 5.3 | 91 | 0 | 0 | 0 | 47.9226 | -31.9272 | 0 | 0 | 0 | 0 | 30.9993 | 0 | 0 | 350 | 0 | 0
3 | 13 | 4 | 6.6 | 4.8 | 88 | 0 | 0 | 0 | 62.4434 | -24.1183 | 0 | 0 | 0 | 0 | 31.1337 | 0 | 0 | 350 | 0 | 0
3 | 13 | 5 | 6.5 | 4.9 | 89 | 0 | 0 | 0 | 75.3009 | -15.2508 | 89.6991 | 0 | 0 | 0 | 31.2528 | 0 | 0 | 350 | 0 | 0
3 | 13 | 6 | 6.4 | 4.8 | 89 | 0 | 0 | 0 | 87.2018 | -5.8327 | 77.7982 | 0 | 0 | 0 | 31.363 | 0 | 0 | 350 | 0 | 0
3 | 13 | 7 | 6 | 4.9 | 93 | 5 | 0 | 5 | 98.8228 | 3.7949 | 66.1772 | 30.2051 | 0 | 4.5726 | 31.4706 | 4.5726 | 21.729 | 350 | 21.729 | 0
3 | 13 | 8 | 6 | 4.4 | 89 | 73 | 85 | 60 | 110.8033 | 12.8403 | 54.1967 | 21.1597 | 42.7712 | 54.8711 | 31.5815 | 54.8711 | 260.7476 | 350 | 260.7476 | 0
3 | 13 | 9 | 6.5 | 5.8 | 95 | 141 | 48 | 126 | 123.7662 | 21.2556 | 41.2338 | 12.7444 | 33.2386 | 115.2294 | 31.7015 | 115.2294 | 547.57 | 350 | 350 | 197.57
3 | 13 | 10 | 6.8 | 6.4 | 97 | 115 | 0 | 115 | 138.2814 | 28.42 | 26.7186 | 5.58 | 0 | 105.1697 | 31.8359 | 105.1697 | 499.7662 | 600 | 499.7662 | 0
3 | 13 | 11 | 7.1 | 6.7 | 97 | 151 | 0 | 151 | 154.6814 | 33.6777 | 10.3186 | 0.32227 | 0 | 138.0923 | 31.9878 | 138.0923 | 656.2148 | 600 | 600 | 56.2148
3 | 13 | 12 | 7.7 | 7.3 | 97 | 173 | 0 | 173 | 172.7076 | 36.3631 | 7.7076 | 2.3631 | 0 | 158.2118 | 32.1547 | 158.2118 | 751.8222 | 600 | 600 | 151.8222
3 | 13 | 13 | 7.8 | 7.6 | 99 | 178 | 0 | 178 | 191.2995 | 36.047 | 26.2995 | 2.047 | 0 | 162.7843 | 32.3268 | 162.7843 | 773.5512 | 600 | 600 | 173.5512
3 | 13 | 14 | 7.9 | 7.7 | 99 | 167 | 0 | 166 | 209.0532 | 32.7849 | 44.0532 | 1.2151 | 0 | 151.8101 | 32.4912 | 151.8101 | 721.4017 | 600 | 600 | 121.4017
3 | 13 | 15 | 8.1 | 7.5 | 96 | 139 | 0 | 139 | 225.064 | 27.0811 | 60.064 | 6.9189 | 0 | 127.1181 | 32.6395 | 127.1181 | 604.0653 | 600 | 600 | 4.0653
3 | 13 | 16 | 8.1 | 7.2 | 94 | 99 | 0 | 99 | 239.2269 | 19.6154 | 74.2269 | 14.3846 | 0 | 90.5374 | 32.7706 | 90.5374 | 430.2335 | 900 | 430.2335 | 0
3 | 13 | 17 | 7.9 | 7.5 | 97 | 52 | 0 | 52 | 251.9494 | 11.0284 | 86.9494 | 22.9716 | 0 | 47.555 | 32.8884 | 47.555 | 225.9813 | 900 | 225.9813 | 0
3 | 13 | 18 | 7.4 | 7 | 97 | 11 | 0 | 11 | 263.8219 | 1.9956 | 0 | 32.0044 | 0 | 10.0597 | 32.9984 | 10.0597 | 47.8037 | 900 | 47.8037 | 0
3 | 13 | 19 | 7.1 | 6.9 | 99 | 0 | 0 | 0 | 275.4706 | -7.7345 | 0 | 0 | 0 | 0 | 33.1062 | 0 | 0 | 900 | 0 | 0
3 | 13 | 20 | 6.9 | 6.9 | 100 | 0 | 0 | 0 | 287.5397 | -17.0356 | 0 | 0 | 0 | 0 | 33.218 | 0 | 0 | 800 | 0 | 0
3 | 13 | 21 | 6.8 | 6.8 | 100 | 0 | 0 | 0 | 300.7115 | -25.6851 | 0 | 0 | 0 | 0 | 33.3399 | 0 | 0 | 700 | 0 | 0
3 | 13 | 22 | 6.6 | 6.6 | 100 | 0 | 0 | 0 | 315.6759 | -33.1343 | 0 | 0 | 0 | 0 | 33.4785 | 0 | 0 | 600 | 0 | 0
3 | 13 | 23 | 6.5 | 6.5 | 100 | 0 | 0 | 0 | 332.9143 | -38.6682 | 0 | 0 | 0 | 0 | 33.6381 | 0 | 0 | 500 | 0 | 0
3 | 13 | 24 | 6.7 | 6.7 | 100 | 0 | 0 | 0 | 352.1973 | -41.5069 | 0 | 0 | 0 | 0 | 33.8166 | 0 | 0 | 400 | 0 | 0
3 | 14 | 1 | 6.8 | 6.8 | 100 | 0 | 0 | 0 | 12.1937 | -41.1253 | 0 | 0 | 0 | 0 | 30.6685 | 0 | 0 | 350 | 0 | 0
3 | 14 | 2 | 6.6 | 6.6 | 100 | 0 | 0 | 0 | 31.0819 | -37.5987 | 0 | 0 | 0 | 0 | 30.8434 | 0 | 0 | 350 | 0 | 0
3 | 14 | 3 | 6.4 | 6.4 | 100 | 0 | 0 | 0 | 47.7765 | -31.5465 | 0 | 0 | 0 | 0 | 30.9979 | 0 | 0 | 350 | 0 | 0
3 | 14 | 4 | 6.4 | 6 | 97 | 0 | 0 | 0 | 62.2638 | -23.7529 | 0 | 0 | 0 | 0 | 31.1321 | 0 | 0 | 350 | 0 | 0
3 | 14 | 5 | 6.4 | 6 | 97 | 0 | 0 | 0 | 75.1073 | -14.8961 | 89.8927 | 0 | 0 | 0 | 31.251 | 0 | 0 | 350 | 0 | 0
3 | 14 | 6 | 6.3 | 5.7 | 96 | 0 | 0 | 0 | 87.0048 | -5.48 | 77.9952 | 0 | 0 | 0 | 31.3612 | 0 | 0 | 350 | 0 | 0
3 | 14 | 7 | 6.4 | 5.7 | 95 | 2 | 0 | 2 | 98.6294 | 4.133 | 66.3706 | 29.867 | 0 | 1.829 | 31.4688 | 1.829 | 8.6916 | 350 | 8.6916 | 0
3 | 14 | 8 | 6.5 | 5.6 | 94 | 26 | 0 | 26 | 110.6207 | 13.1972 | 54.3793 | 20.8028 | 0 | 23.7775 | 31.5798 | 23.7775 | 112.9906 | 350 | 112.9906 | 0
3 | 14 | 9 | 7.3 | 6.2 | 93 | 72 | 0 | 72 | 123.6061 | 21.6265 | 41.3939 | 12.3735 | 0 | 65.8454 | 31.7001 | 65.8454 | 312.8971 | 350 | 312.8971 | 0
3 | 14 | 10 | 8.2 | 5.8 | 85 | 237 | 99 | 193 | 138.1633 | 28.8064 | 26.8367 | 5.1936 | 82.8327 | 176.5021 | 31.8348 | 176.5021 | 838.7381 | 600 | 600 | 238.7381
3 | 14 | 11 | 8.8 | 6.4 | 85 | 310 | 68 | 272 | 154.6331 | 34.0759 | 10.3669 | 0.075916 | 62.568 | 248.7491 | 31.9873 | 311.3172 | 1479.3791 | 600 | 600 | 879.3791
3 | 14 | 12 | 9.2 | 7.1 | 87 | 353 | 131 | 274 | 172.7545 | 36.7616 | 7.7545 | 2.7616 | 123.1477 | 250.5781 | 32.1551 | 373.7259 | 1775.9453 | 600 | 600 | 1175.9453
3 | 14 | 13 | 9.2 | 6.6 | 84 | 364 | 133 | 282 | 191.4461 | 36.4295 | 26.4461 | 2.4295 | 119.0546 | 257.8943 | 32.3282 | 376.9489 | 1791.2613 | 600 | 600 | 1191.2613
3 | 14 | 14 | 9.5 | 6.7 | 83 | 340 | 130 | 265 | 209.2772 | 33.1384 | 44.2772 | 0.86159 | 102.4987 | 242.3475 | 32.4933 | 344.8462 | 1638.7092 | 600 | 600 | 1038.7092
3 | 14 | 15 | 8.9 | 7.6 | 92 | 285 | 65 | 252 | 225.3333 | 27.4019 | 60.3333 | 6.5981 | 40.7724 | 230.4587 | 32.642 | 230.4587 | 1095.1399 | 600 | 600 | 495.1399
3 | 14 | 16 | 8.5 | 7 | 90 | 204 | 62 | 179 | 239.5174 | 19.9075 | 74.5174 | 14.0925 | 26.2039 | 163.6989 | 32.7733 | 163.6989 | 777.897 | 900 | 777.897 | 0
3 | 14 | 17 | 8.5 | 7.3 | 92 | 108 | 18 | 104 | 252.2485 | 11.2993 | 87.2485 | 22.7007 | 3.3977 | 95.11 | 32.8912 | 95.11 | 451.9625 | 900 | 451.9625 | 0
3 | 14 | 18 | 8.3 | 7.7 | 96 | 11 | 0 | 11 | 264.1248 | 2.2398 | 0 | 31.7602 | 0 | 10.0597 | 33.0012 | 10.0597 | 47.8037 | 900 | 47.8037 | 0
3 | 14 | 19 | 8.4 | 8.2 | 99 | 0 | 0 | 0 | 275.7763 | -7.4706 | 0 | 0 | 0 | 0 | 33.109 | 0 | 0 | 900 | 0 | 0
3 | 14 | 20 | 7.8 | 7.8 | 100 | 0 | 0 | 0 | 287.8468 | -16.7627 | 0 | 0 | 0 | 0 | 33.2208 | 0 | 0 | 800 | 0 | 0
3 | 14 | 21 | 7.6 | 6.3 | 91 | 0 | 0 | 0 | 301.0143 | -25.3917 | 0 | 0 | 0 | 0 | 33.3427 | 0 | 0 | 700 | 0 | 0
3 | 14 | 22 | 7.8 | 5.6 | 86 | 0 | 0 | 0 | 315.9585 | -32.8109 | 0 | 0 | 0 | 0 | 33.4811 | 0 | 0 | 600 | 0 | 0
3 | 14 | 23 | 7.5 | 4.8 | 83 | 0 | 0 | 0 | 333.1448 | -38.3101 | 0 | 0 | 0 | 0 | 33.6402 | 0 | 0 | 500 | 0 | 0
3 | 14 | 24 | 7.1 | 4.1 | 81 | 0 | 0 | 0 | 352.3349 | -41.1195 | 0 | 0 | 0 | 0 | 33.8179 | 0 | 0 | 400 | 0 | 0
3 | 15 | 1 | 7.1 | 3.6 | 78 | 0 | 0 | 0 | 12.2155 | -40.7246 | 0 | 0 | 0 | 0 | 30.6687 | 0 | 0 | 350 | 0 | 0
3 | 15 | 2 | 6.9 | 2.8 | 75 | 0 | 0 | 0 | 31.0029 | -37.2026 | 0 | 0 | 0 | 0 | 30.8426 | 0 | 0 | 350 | 0 | 0
3 | 15 | 3 | 6.9 | 2.6 | 74 | 0 | 0 | 0 | 47.6324 | -31.1648 | 0 | 0 | 0 | 0 | 30.9966 | 0 | 0 | 350 | 0 | 0
3 | 15 | 4 | 6.8 | 2.4 | 73 | 0 | 0 | 0 | 62.0858 | -23.3863 | 0 | 0 | 0 | 0 | 31.1304 | 0 | 0 | 350 | 0 | 0
3 | 15 | 5 | 7 | 2.4 | 72 | 0 | 0 | 0 | 74.9149 | -14.5404 | 0 | 0 | 0 | 0 | 31.2492 | 0 | 0 | 350 | 0 | 0
3 | 15 | 6 | 5.6 | 3.9 | 89 | 0 | 0 | 0 | 86.8087 | -5.1257 | 78.1913 | 0 | 0 | 0 | 31.3593 | 0 | 0 | 350 | 0 | 0
3 | 15 | 7 | 6.4 | 3 | 79 | 4 | 0 | 4 | 98.4363 | 4.4731 | 66.5637 | 29.5269 | 0 | 3.6581 | 31.467 | 3.6581 | 17.3832 | 350 | 17.3832 | 0
3 | 15 | 8 | 6.9 | 3.1 | 77 | 55 | 0 | 55 | 110.4382 | 13.555 | 54.5618 | 20.445 | 0 | 50.2985 | 31.5781 | 50.2985 | 239.0186 | 350 | 239.0186 | 0
3 | 15 | 9 | 6.8 | 4 | 82 | 149 | 43 | 135 | 123.4459 | 21.9983 | 41.5541 | 12.0017 | 30.037 | 123.46 | 31.6986 | 123.46 | 586.6821 | 350 | 350 | 236.6821
3 | 15 | 10 | 6.5 | 4.4 | 86 | 242 | 72 | 209 | 138.0453 | 29.1935 | 26.9547 | 4.8065 | 60.4443 | 191.1344 | 31.8338 | 191.1344 | 908.2708 | 600 | 600 | 308.2708
3 | 15 | 11 | 7.5 | 3.5 | 76 | 315 | 84 | 269 | 154.5853 | 34.4747 | 10.4147 | 0.47473 | 77.5035 | 246.0056 | 31.9869 | 323.5091 | 1537.3152 | 600 | 600 | 937.3152
3 | 15 | 12 | 7.7 | 2.8 | 71 | 359 | 135 | 278 | 172.803 | 37.1605 | 7.803 | 3.1605 | 127.2106 | 254.2362 | 32.1556 | 381.4468 | 1812.6352 | 600 | 600 | 1212.6352
3 | 15 | 13 | 7.7 | 3 | 72 | 588 | 620 | 205 | 191.5954 | 36.812 | 26.5954 | 2.812 | 556.1864 | 187.4764 | 32.3296 | 743.6627 | 3533.8854 | 600 | 600 | 2933.8854
3 | 15 | 14 | 8.2 | 2.2 | 66 | 456 | 333 | 259 | 209.5043 | 33.4915 | 44.5043 | 0.50849 | 263.0944 | 236.8604 | 32.4954 | 499.9548 | 2375.785 | 600 | 600 | 1775.785
3 | 15 | 15 | 8.7 | 1.6 | 61 | 463 | 581 | 164 | 225.6054 | 27.722 | 60.6054 | 6.278 | 365.2238 | 149.9811 | 32.6445 | 149.9811 | 712.7101 | 600 | 600 | 112.7101
3 | 15 | 16 | 6.6 | 2.8 | 77 | 343 | 595 | 102 | 239.8101 | 20.199 | 74.8101 | 13.801 | 252.1366 | 93.2809 | 32.776 | 93.2809 | 443.2709 | 900 | 443.2709 | 0
3 | 15 | 17 | 7.5 | 0.6 | 62 | 178 | 276 | 105 | 252.5492 | 11.5697 | 87.5492 | 22.4303 | 52.3567 | 96.0245 | 32.894 | 96.0245 | 456.3083 | 900 | 456.3083 | 0
3 | 15 | 18 | 6.7 | -1.3 | 56 | 41 | 33 | 37 | 264.4288 | 2.4853 | 0 | 31.5147 | 0 | 33.8372 | 33.004 | 33.8372 | 160.7944 | 900 | 160.7944 | 0
3 | 15 | 19 | 6.6 | -1.3 | 56 | 0 | 0 | 0 | 276.0826 | -7.2069 | 0 | 0 | 0 | 0 | 33.1119 | 0 | 0 | 900 | 0 | 0
3 | 15 | 20 | 6.4 | -1.1 | 58 | 0 | 0 | 0 | 288.1541 | -16.4897 | 0 | 0 | 0 | 0 | 33.2236 | 0 | 0 | 800 | 0 | 0
3 | 15 | 21 | 6.3 | -0.8 | 60 | 0 | 0 | 0 | 301.3168 | -25.0979 | 0 | 0 | 0 | 0 | 33.3455 | 0 | 0 | 700 | 0 | 0
3 | 15 | 22 | 6.3 | -1.8 | 55 | 0 | 0 | 0 | 316.2401 | -32.487 | 0 | 0 | 0 | 0 | 33.4837 | 0 | 0 | 600 | 0 | 0
3 | 15 | 23 | 6 | -1.2 | 59 | 0 | 0 | 0 | 333.3743 | -37.9516 | 0 | 0 | 0 | 0 | 33.6424 | 0 | 0 | 500 | 0 | 0
3 | 15 | 24 | 6 | -0.6 | 62 | 0 | 0 | 0 | 352.4722 | -40.7317 | 0 | 0 | 0 | 0 | 33.8192 | 0 | 0 | 400 | 0 | 0
3 | 16 | 1 | 6 | 0.3 | 67 | 0 | 0 | 0 | 12.2384 | -40.3235 | 0 | 0 | 0 | 0 | 30.6689 | 0 | 0 | 350 | 0 | 0
3 | 16 | 2 | 6.4 | 2.8 | 78 | 0 | 0 | 0 | 30.9258 | -36.8059 | 0 | 0 | 0 | 0 | 30.8419 | 0 | 0 | 350 | 0 | 0
3 | 16 | 3 | 5.6 | 2.4 | 80 | 0 | 0 | 0 | 47.4903 | -30.7822 | 0 | 0 | 0 | 0 | 30.9953 | 0 | 0 | 350 | 0 | 0
3 | 16 | 4 | 4.8 | 1.5 | 79 | 0 | 0 | 0 | 61.9096 | -23.0188 | 0 | 0 | 0 | 0 | 31.1288 | 0 | 0 | 350 | 0 | 0
3 | 16 | 5 | 5.3 | 3.1 | 86 | 0 | 0 | 0 | 74.7237 | -14.1836 | 0 | 0 | 0 | 0 | 31.2474 | 0 | 0 | 350 | 0 | 0
3 | 16 | 6 | 6.2 | 2.3 | 76 | 0 | 0 | 0 | 86.6132 | -4.77 | 78.3868 | 0 | 0 | 0 | 31.3575 | 0 | 0 | 350 | 0 | 0
3 | 16 | 7 | 5.3 | 3.6 | 89 | 7 | 0 | 7 | 98.2437 | 4.8153 | 66.7563 | 29.1847 | 0 | 6.4016 | 31.4652 | 6.4016 | 30.4206 | 350 | 30.4206 | 0
3 | 16 | 8 | 5.8 | 4.6 | 92 | 58 | 0 | 58 | 110.2558 | 13.9135 | 54.7442 | 20.0865 | 0 | 53.0421 | 31.5764 | 53.0421 | 252.056 | 350 | 252.056 | 0
3 | 16 | 9 | 6 | 4.6 | 91 | 153 | 44 | 139 | 123.2856 | 22.3706 | 41.7144 | 11.6294 | 30.8675 | 127.1181 | 31.6971 | 127.1181 | 604.0653 | 350 | 350 | 254.0653
3 | 16 | 10 | 6.2 | 4.8 | 91 | 246 | 73 | 213 | 137.9273 | 29.5812 | 27.0727 | 4.4188 | 61.4865 | 194.7925 | 31.8327 | 194.7925 | 925.654 | 600 | 600 | 325.654
3 | 16 | 11 | 8.5 | 5.4 | 81 | 318 | 69 | 280 | 154.5381 | 34.874 | 10.4619 | 0.87404 | 63.8363 | 256.0653 | 31.9865 | 319.9016 | 1520.1722 | 600 | 600 | 920.1722
3 | 16 | 12 | 9.4 | 6.4 | 82 | 361 | 132 | 280 | 172.8532 | 37.5598 | 7.8532 | 3.5598 | 124.6736 | 256.0653 | 32.156 | 380.7388 | 1809.271 | 600 | 600 | 1209.271
3 | 16 | 13 | 9.2 | 5.5 | 78 | 372 | 134 | 288 | 191.7474 | 37.1945 | 26.7474 | 3.1945 | 120.46 | 263.3814 | 32.331 | 383.8414 | 1824.0142 | 600 | 600 | 1224.0142
3 | 16 | 14 | 9.6 | 5.4 | 75 | 348 | 131 | 270 | 209.7343 | 33.8442 | 44.7343 | 0.15585 | 103.706 | 246.9201 | 32.4975 | 350.6261 | 1666.1753 | 600 | 600 | 1066.1753
3 | 16 | 15 | 10 | 5.7 | 75 | 293 | 67 | 258 | 225.8802 | 28.0413 | 60.8802 | 5.9587 | 42.2044 | 235.9458 | 32.647 | 235.9458 | 1121.2147 | 600 | 600 | 521.2147
3 | 16 | 16 | 9.8 | 6.4 | 79 | 210 | 64 | 184 | 240.1049 | 20.4896 | 75.1049 | 13.5104 | 27.1899 | 168.2715 | 32.7787 | 168.2715 | 799.626 | 900 | 799.626 | 0
3 | 16 | 17 | 8.8 | 5.3 | 79 | 114 | 20 | 109 | 252.8513 | 11.8395 | 87.8513 | 22.1605 | 3.8123 | 99.6825 | 32.8968 | 99.6825 | 473.6915 | 900 | 473.6915 | 0
3 | 16 | 18 | 8.6 | 5.5 | 81 | 27 | 0 | 27 | 264.7338 | 2.7319 | 0 | 31.2681 | 0 | 24.692 | 33.0068 | 24.692 | 117.3364 | 900 | 117.3364 | 0
3 | 16 | 19 | 8.5 | 5.4 | 81 | 0 | 0 | 0 | 276.3894 | -6.9431 | 0 | 0 | 0 | 0 | 33.1147 | 0 | 0 | 900 | 0 | 0
3 | 16 | 20 | 8.6 | 6 | 84 | 0 | 0 | 0 | 288.4615 | -16.2166 | 0 | 0 | 0 | 0 | 33.2265 | 0 | 0 | 800 | 0 | 0
3 | 16 | 21 | 8.7 | 5.1 | 78 | 0 | 0 | 0 | 301.6189 | -24.8039 | 0 | 0 | 0 | 0 | 33.3483 | 0 | 0 | 700 | 0 | 0
3 | 16 | 22 | 8.3 | 5.9 | 85 | 0 | 0 | 0 | 316.5208 | -32.1627 | 0 | 0 | 0 | 0 | 33.4863 | 0 | 0 | 600 | 0 | 0
3 | 16 | 23 | 8.2 | 6.5 | 89 | 0 | 0 | 0 | 333.6028 | -37.5927 | 0 | 0 | 0 | 0 | 33.6445 | 0 | 0 | 500 | 0 | 0
3 | 16 | 24 | 8 | 6.9 | 93 | 0 | 0 | 0 | 352.6092 | -40.3435 | 0 | 0 | 0 | 0 | 33.8205 | 0 | 0 | 400 | 0 | 0
3 | 17 | 1 | 8.5 | 7 | 90 | 0 | 0 | 0 | 12.262 | -39.9221 | 0 | 0 | 0 | 0 | 30.6691 | 0 | 0 | 350 | 0 | 0
3 | 17 | 2 | 9 | 7.7 | 92 | 0 | 0 | 0 | 30.8504 | -36.4086 | 0 | 0 | 0 | 0 | 30.8412 | 0 | 0 | 350 | 0 | 0
3 | 17 | 3 | 9.2 | 8.8 | 97 | 0 | 0 | 0 | 47.3501 | -30.3988 | 0 | 0 | 0 | 0 | 30.994 | 0 | 0 | 350 | 0 | 0
3 | 17 | 4 | 9.5 | 9.3 | 99 | 0 | 0 | 0 | 61.735 | -22.6504 | 0 | 0 | 0 | 0 | 31.1272 | 0 | 0 | 350 | 0 | 0
3 | 17 | 5 | 9.7 | 9.7 | 100 | 0 | 0 | 0 | 74.5337 | -13.826 | 0 | 0 | 0 | 0 | 31.2457 | 0 | 0 | 350 | 0 | 0
3 | 17 | 6 | 9.6 | 9.6 | 100 | 0 | 0 | 0 | 86.4186 | -4.4128 | 78.5814 | 0 | 0 | 0 | 31.3557 | 0 | 0 | 350 | 0 | 0
3 | 17 | 7 | 9.8 | 9.8 | 100 | 3 | 0 | 3 | 98.0513 | 5.1592 | 66.9487 | 28.8408 | 0 | 2.7436 | 31.4634 | 2.7436 | 13.0374 | 350 | 13.0374 | 0
3 | 17 | 8 | 10.1 | 9.7 | 97 | 30 | 0 | 30 | 110.0733 | 14.2726 | 54.9267 | 19.7274 | 0 | 27.4356 | 31.5748 | 27.4356 | 130.3738 | 350 | 130.3738 | 0
3 | 17 | 9 | 10.2 | 9.6 | 96 | 77 | 0 | 77 | 123.1251 | 22.7433 | 41.8749 | 11.2567 | 0 | 70.4179 | 31.6956 | 70.4179 | 334.6261 | 350 | 334.6261 | 0
3 | 17 | 10 | 10.3 | 9.5 | 95 | 248 | 99 | 202 | 137.8091 | 29.9693 | 27.1909 | 4.0307 | 83.6574 | 184.7328 | 31.8316 | 184.7328 | 877.8502 | 600 | 600 | 277.8502
3 | 17 | 11 | 10.7 | 9.5 | 92 | 320 | 68 | 282 | 154.4914 | 35.2737 | 10.5086 | 1.2737 | 63.0785 | 257.8943 | 31.986 | 320.9728 | 1525.2627 | 600 | 600 | 925.2627
3 | 17 | 12 | 11 | 9.2 | 89 | 364 | 130 | 283 | 172.905 | 37.9593 | 7.905 | 3.9593 | 123.0641 | 258.8088 | 32.1565 | 381.8729 | 1814.6601 | 600 | 600 | 1214.6601
3 | 17 | 13 | 10.2 | 7 | 81 | 375 | 133 | 291 | 191.9021 | 37.5768 | 26.9021 | 3.5768 | 119.8047 | 266.125 | 32.3324 | 385.9297 | 1833.9379 | 600 | 600 | 1233.9379
3 | 17 | 14 | 10.3 | 6.9 | 79 | 351 | 130 | 273 | 209.9673 | 34.1963 | 44.9673 | 0.19626 | 103.1133 | 249.6636 | 32.4997 | 352.777 | 1676.3962 | 600 | 600 | 1076.3962
3 | 17 | 15 | 9.9 | 6.9 | 82 | 295 | 66 | 261 | 226.1575 | 28.3599 | 61.1575 | 5.6401 | 41.6579 | 238.6894 | 32.6496 | 238.6894 | 1134.252 | 600 | 600 | 534.252
3 | 17 | 16 | 9.7 | 3.2 | 64 | 215 | 66 | 187 | 240.4016 | 20.7795 | 75.4016 | 13.2205 | 28.1089 | 171.015 | 32.7815 | 171.015 | 812.6633 | 900 | 812.6633 | 0
3 | 17 | 17 | 9.4 | 4.5 | 71 | 117 | 21 | 111 | 253.1548 | 12.1087 | 88.1548 | 21.8913 | 4.0217 | 101.5116 | 32.8996 | 101.5116 | 482.3831 | 900 | 482.3831 | 0
3 | 17 | 18 | 8.7 | 3.9 | 72 | 28 | 0 | 28 | 265.0396 | 2.9793 | 0 | 31.0207 | 0 | 25.6065 | 33.0096 | 25.6065 | 121.6822 | 900 | 121.6822 | 0
3 | 17 | 19 | 8.4 | 3 | 69 | 1 | 0 | 1 | 276.6966 | -6.6795 | 0 | 0 | 0 | 0.91452 | 33.1176 | 0.91452 | 4.3458 | 900 | 4.3458 | 0
3 | 17 | 20 | 8.6 | 3.2 | 69 | 0 | 0 | 0 | 288.7687 | -15.9434 | 0 | 0 | 0 | 0 | 33.2293 | 0 | 0 | 800 | 0 | 0
3 | 17 | 21 | 8.4 | 3 | 69 | 0 | 0 | 0 | 301.9203 | -24.5095 | 0 | 0 | 0 | 0 | 33.3511 | 0 | 0 | 700 | 0 | 0
3 | 17 | 22 | 8.2 | 2.5 | 67 | 0 | 0 | 0 | 316.8004 | -31.838 | 0 | 0 | 0 | 0 | 33.4889 | 0 | 0 | 600 | 0 | 0
3 | 17 | 23 | 8.1 | 2.4 | 67 | 0 | 0 | 0 | 333.83 | -37.2334 | 0 | 0 | 0 | 0 | 33.6466 | 0 | 0 | 500 | 0 | 0
3 | 17 | 24 | 7.8 | 3.6 | 75 | 0 | 0 | 0 | 352.7456 | -39.9552 | 0 | 0 | 0 | 0 | 33.8217 | 0 | 0 | 400 | 0 | 0
3 | 18 | 1 | 8.1 | 3.2 | 71 | 0 | 0 | 0 | 12.2864 | -39.5204 | 0 | 0 | 0 | 0 | 30.6693 | 0 | 0 | 350 | 0 | 0
3 | 18 | 2 | 8.2 | 3.3 | 71 | 0 | 0 | 0 | 30.7767 | -36.0109 | 0 | 0 | 0 | 0 | 30.8405 | 0 | 0 | 350 | 0 | 0
3 | 18 | 3 | 7.9 | 4.2 | 77 | 0 | 0 | 0 | 47.2117 | -30.0149 | 0 | 0 | 0 | 0 | 30.9927 | 0 | 0 | 350 | 0 | 0
3 | 18 | 4 | 8.1 | 3.7 | 74 | 0 | 0 | 0 | 61.5619 | -22.2813 | 0 | 0 | 0 | 0 | 31.1256 | 0 | 0 | 350 | 0 | 0
3 | 18 | 5 | 8.2 | 3.6 | 73 | 0 | 0 | 0 | 74.3449 | -13.4677 | 0 | 0 | 0 | 0 | 31.2439 | 0 | 0 | 350 | 0 | 0
3 | 18 | 6 | 7.9 | 4.5 | 79 | 0 | 0 | 0 | 86.2246 | -4.054 | 78.7754 | 0 | 0 | 0 | 31.3539 | 0 | 0 | 350 | 0 | 0
3 | 18 | 7 | 7.2 | 4.9 | 85 | 6 | 0 | 6 | 97.8594 | 5.5051 | 67.1406 | 28.4949 | 0 | 5.4871 | 31.4617 | 5.4871 | 26.0748 | 350 | 26.0748 | 0
3 | 18 | 8 | 7.8 | 4.4 | 79 | 64 | 2 | 64 | 109.8909 | 14.6321 | 55.1091 | 19.3679 | 1.0378 | 58.5292 | 31.5731 | 58.5292 | 278.1308 | 350 | 278.1308 | 0
3 | 18 | 9 | 8.9 | 6.3 | 84 | 160 | 46 | 145 | 122.9644 | 23.1164 | 42.0356 | 10.8836 | 32.5433 | 132.6052 | 31.6941 | 132.6052 | 630.14 | 350 | 350 | 280.14
3 | 18 | 10 | 9.2 | 6.4 | 83 | 253 | 73 | 219 | 137.6908 | 30.3577 | 27.3092 | 3.6423 | 61.8845 | 200.2796 | 31.8305 | 200.2796 | 951.7287 | 600 | 600 | 351.7287
3 | 18 | 11 | 8.2 | 6.7 | 90 | 161 | 0 | 161 | 154.4451 | 35.6737 | 10.5549 | 1.6737 | 0 | 147.2375 | 31.9856 | 147.2375 | 699.6727 | 600 | 600 | 99.6727
3 | 18 | 12 | 9.2 | 7.7 | 90 | 182 | 0 | 182 | 172.9583 | 38.3588 | 7.9583 | 4.3588 | 0 | 166.4424 | 32.157 | 166.4424 | 790.9344 | 600 | 600 | 190.9344
3 | 18 | 13 | 8.6 | 6.7 | 88 | 188 | 1 | 187 | 192.0593 | 37.9589 | 27.0593 | 3.9589 | 0.90257 | 171.015 | 32.3339 | 171.9176 | 816.9524 | 600 | 600 | 216.9524
3 | 18 | 14 | 8 | 7.4 | 96 | 175 | 0 | 175 | 210.2031 | 34.5477 | 45.2031 | 0.54774 | 0 | 160.0408 | 32.5019 | 160.0408 | 760.5138 | 600 | 600 | 160.5138
3 | 18 | 15 | 7.6 | 7 | 96 | 148 | 0 | 148 | 226.4373 | 28.6777 | 61.4373 | 5.3223 | 0 | 135.3488 | 32.6522 | 135.3488 | 643.1774 | 600 | 600 | 43.1774
3 | 18 | 16 | 7.5 | 7.1 | 97 | 107 | 0 | 107 | 240.7001 | 21.0685 | 75.7001 | 12.9315 | 0 | 97.8535 | 32.7843 | 97.8535 | 464.9999 | 900 | 464.9999 | 0
3 | 18 | 17 | 7.4 | 7 | 97 | 59 | 0 | 59 | 253.4595 | 12.3772 | 88.4595 | 21.6228 | 0 | 53.9566 | 32.9024 | 53.9566 | 256.4018 | 900 | 256.4018 | 0
3 | 18 | 18 | 7.5 | 7.1 | 97 | 15 | 0 | 15 | 265.3461 | 3.2274 | 0 | 30.7726 | 0 | 13.7178 | 33.0125 | 13.7178 | 65.1869 | 900 | 65.1869 | 0
3 | 18 | 19 | 7.3 | 7.1 | 99 | 0 | 0 | 0 | 277.004 | -6.4159 | 0 | 0 | 0 | 0 | 33.1204 | 0 | 0 | 900 | 0 | 0
3 | 18 | 20 | 7.3 | 7.3 | 100 | 0 | 0 | 0 | 289.0757 | -15.6702 | 0 | 0 | 0 | 0 | 33.2322 | 0 | 0 | 800 | 0 | 0
3 | 18 | 21 | 7.5 | 7.5 | 100 | 0 | 0 | 0 | 302.2209 | -24.2149 | 0 | 0 | 0 | 0 | 33.3539 | 0 | 0 | 700 | 0 | 0
3 | 18 | 22 | 7.7 | 7.5 | 99 | 0 | 0 | 0 | 317.0788 | -31.513 | 0 | 0 | 0 | 0 | 33.4915 | 0 | 0 | 600 | 0 | 0
3 | 18 | 23 | 7.9 | 7 | 94 | 0 | 0 | 0 | 334.0559 | -36.8739 | 0 | 0 | 0 | 0 | 33.6487 | 0 | 0 | 500 | 0 | 0
3 | 18 | 24 | 8.3 | 7 | 92 | 0 | 0 | 0 | 352.8813 | -39.5668 | 0 | 0 | 0 | 0 | 33.823 | 0 | 0 | 400 | 0 | 0
3 | 19 | 1 | 8.1 | 5.4 | 83 | 0 | 0 | 0 | 12.3113 | -39.1187 | 0 | 0 | 0 | 0 | 30.6695 | 0 | 0 | 350 | 0 | 0
3 | 19 | 2 | 7.9 | 3.7 | 75 | 0 | 0 | 0 | 30.7044 | -35.613 | 0 | 0 | 0 | 0 | 30.8399 | 0 | 0 | 350 | 0 | 0
3 | 19 | 3 | 7.6 | 3.6 | 76 | 0 | 0 | 0 | 47.0751 | -29.6304 | 0 | 0 | 0 | 0 | 30.9914 | 0 | 0 | 350 | 0 | 0
3 | 19 | 4 | 7.6 | 3.9 | 77 | 0 | 0 | 0 | 61.3904 | -21.9117 | 0 | 0 | 0 | 0 | 31.124 | 0 | 0 | 350 | 0 | 0
3 | 19 | 5 | 7.8 | 4.6 | 80 | 0 | 0 | 0 | 74.1572 | -13.1087 | 0 | 0 | 0 | 0 | 31.2422 | 0 | 0 | 350 | 0 | 0
3 | 19 | 6 | 7 | 3.5 | 78 | 0 | 0 | 0 | 86.0314 | -3.6936 | 78.9686 | 0 | 0 | 0 | 31.3521 | 0 | 0 | 350 | 0 | 0
3 | 19 | 7 | 7.3 | 3 | 74 | 7 | 0 | 7 | 97.6677 | 5.8516 | 67.3323 | 28.1484 | 0 | 6.4016 | 31.4599 | 6.4016 | 30.4206 | 350 | 30.4206 | 0
3 | 19 | 8 | 7.3 | 2.8 | 73 | 67 | 7 | 66 | 109.7084 | 14.992 | 55.2916 | 19.008 | 3.6542 | 60.3582 | 31.5714 | 60.3582 | 286.8224 | 350 | 286.8224 | 0
3 | 19 | 9 | 8.1 | 3.7 | 74 | 165 | 61 | 144 | 122.8034 | 23.4897 | 42.1966 | 10.5103 | 43.3335 | 131.6907 | 31.6926 | 131.6907 | 625.7942 | 350 | 350 | 275.7942
3 | 19 | 10 | 8.2 | 3.3 | 71 | 259 | 75 | 223 | 137.5722 | 30.7462 | 27.4278 | 3.2538 | 63.7803 | 203.9377 | 31.8294 | 203.9377 | 969.1119 | 600 | 600 | 369.1119
3 | 19 | 11 | 8.6 | 3.2 | 69 | 331 | 71 | 291 | 154.399 | 36.0738 | 10.601 | 2.0738 | 66.2017 | 266.125 | 31.9852 | 332.3266 | 1579.2162 | 600 | 600 | 979.2162
3 | 19 | 12 | 8.8 | 1.5 | 60 | 376 | 137 | 290 | 173.013 | 38.7584 | 8.013 | 4.7584 | 130.2604 | 265.2104 | 32.1575 | 395.4709 | 1879.2775 | 600 | 600 | 1279.2775
3 | 19 | 13 | 9.5 | 1.3 | 57 | 507 | 344 | 287 | 192.2189 | 38.3406 | 27.2189 | 4.3406 | 311.0823 | 262.4669 | 32.3354 | 573.5492 | 2725.5059 | 600 | 600 | 2125.5059
3 | 19 | 14 | 8.5 | 4.4 | 75 | 538 | 540 | 209 | 210.4417 | 34.8985 | 45.4417 | 0.89851 | 429.8965 | 191.1344 | 32.5041 | 621.0309 | 2951.1389 | 600 | 600 | 2351.1389
3 | 19 | 15 | 8.9 | 4.4 | 73 | 500 | 692 | 129 | 226.7193 | 28.9945 | 61.7193 | 5.0055 | 438.4447 | 117.9729 | 32.6548 | 117.9729 | 560.6073 | 600 | 560.6073 | 0
3 | 19 | 16 | 8.6 | 1.9 | 63 | 365 | 616 | 103 | 241.0003 | 21.3566 | 76.0003 | 12.6434 | 263.5865 | 94.1954 | 32.787 | 94.1954 | 447.6167 | 900 | 447.6167 | 0
3 | 19 | 17 | 8.2 | 1.9 | 64 | 203 | 403 | 88 | 253.7653 | 12.645 | 88.7653 | 21.355 | 77.8764 | 80.4777 | 32.9052 | 80.4777 | 382.4298 | 900 | 382.4298 | 0
3 | 19 | 18 | 7.6 | 0.9 | 62 | 53 | 60 | 46 | 265.6533 | 3.476 | 0 | 30.524 | 0 | 42.0679 | 33.0153 | 42.0679 | 199.9065 | 900 | 199.9065 | 0
3 | 19 | 19 | 7.3 | -0.5 | 57 | 1 | 0 | 1 | 277.3116 | -6.1525 | 0 | 0 | 0 | 0.91452 | 33.1233 | 0.91452 | 4.3458 | 900 | 4.3458 | 0
3 | 19 | 20 | 6.7 | 4.4 | 85 | 0 | 0 | 0 | 289.3823 | -15.397 | 0 | 0 | 0 | 0 | 33.235 | 0 | 0 | 800 | 0 | 0
3 | 19 | 21 | 6.4 | 1.1 | 69 | 0 | 0 | 0 | 302.5207 | -23.9201 | 0 | 0 | 0 | 0 | 33.3567 | 0 | 0 | 700 | 0 | 0
3 | 19 | 22 | 5.2 | 0 | 69 | 0 | 0 | 0 | 317.3559 | -31.1877 | 0 | 0 | 0 | 0 | 33.494 | 0 | 0 | 600 | 0 | 0
3 | 19 | 23 | 6.2 | -1.6 | 56 | 0 | 0 | 0 | 334.2805 | -36.5142 | 0 | 0 | 0 | 0 | 33.6507 | 0 | 0 | 500 | 0 | 0
3 | 19 | 24 | 6.1 | -0.1 | 64 | 0 | 0 | 0 | 353.0163 | -39.1783 | 0 | 0 | 0 | 0 | 33.8242 | 0 | 0 | 400 | 0 | 0
3 | 20 | 1 | 6 | -0.5 | 63 | 0 | 0 | 0 | 12.3368 | -38.7169 | 0 | 0 | 0 | 0 | 30.6698 | 0 | 0 | 350 | 0 | 0
3 | 20 | 2 | 5.9 | -0.7 | 62 | 0 | 0 | 0 | 30.6337 | -35.2149 | 0 | 0 | 0 | 0 | 30.8392 | 0 | 0 | 350 | 0 | 0
3 | 20 | 3 | 5.7 | -0.7 | 63 | 0 | 0 | 0 | 46.9402 | -29.2457 | 0 | 0 | 0 | 0 | 30.9902 | 0 | 0 | 350 | 0 | 0
3 | 20 | 4 | 5.5 | -0.9 | 63 | 0 | 0 | 0 | 61.2203 | -21.5416 | 0 | 0 | 0 | 0 | 31.1224 | 0 | 0 | 350 | 0 | 0
3 | 20 | 5 | 5.5 | -0.6 | 64 | 0 | 0 | 0 | 73.9705 | -12.7494 | 0 | 0 | 0 | 0 | 31.2405 | 0 | 0 | 350 | 0 | 0
3 | 20 | 6 | 5.3 | 0.1 | 69 | 0 | 0 | 0 | 85.8388 | -3.3314 | 79.1612 | 0 | 0 | 0 | 31.3504 | 0 | 0 | 350 | 0 | 0
3 | 20 | 7 | 5.7 | 0.6 | 70 | 13 | 0 | 13 | 97.4763 | 6.1989 | 67.5237 | 27.8011 | 0 | 11.8887 | 31.4581 | 11.8887 | 56.4953 | 350 | 56.4953 | 0
3 | 20 | 8 | 6.4 | 1.7 | 72 | 113 | 150 | 83 | 109.5259 | 15.352 | 55.4741 | 18.648 | 78.7674 | 75.9051 | 31.5697 | 75.9051 | 360.7008 | 350 | 350 | 10.7008
3 | 20 | 9 | 7.2 | 0.7 | 63 | 270 | 374 | 138 | 122.642 | 23.8631 | 42.358 | 10.1369 | 266.7669 | 126.2036 | 31.6911 | 126.2036 | 599.7195 | 350 | 350 | 249.7195
3 | 20 | 10 | 7.4 | -0.3 | 58 | 420 | 551 | 155 | 137.4533 | 31.1347 | 27.5467 | 2.8653 | 470.0235 | 141.7504 | 31.8283 | 141.7504 | 673.598 | 600 | 600 | 73.598
3 | 20 | 11 | 8.1 | -1.7 | 49 | 538 | 664 | 155 | 154.3533 | 36.4738 | 10.6467 | 2.4738 | 620.6727 | 141.7504 | 31.9848 | 762.4231 | 3623.0346 | 600 | 600 | 3023.0346
3 | 20 | 12 | 7.9 | -0.6 | 55 | 606 | 767 | 120 | 173.0691 | 39.1578 | 8.0691 | 5.1578 | 730.8081 | 109.7423 | 32.158 | 840.5504 | 3994.2954 | 600 | 600 | 3394.2954
3 | 20 | 13 | 8.2 | -1.2 | 51 | 622 | 776 | 121 | 192.3809 | 38.7219 | 27.3809 | 4.7219 | 703.0543 | 110.6568 | 32.3369 | 813.7111 | 3866.7552 | 600 | 600 | 3266.7552
3 | 20 | 14 | 8.4 | -1.6 | 49 | 520 | 391 | 280 | 210.6828 | 35.2485 | 45.6828 | 1.2485 | 311.8224 | 256.0653 | 32.5063 | 567.8876 | 2698.602 | 600 | 600 | 2098.602
3 | 20 | 15 | 8.4 | -1.2 | 50 | 309 | 108 | 251 | 227.0036 | 29.3104 | 62.0036 | 4.6896 | 68.5516 | 229.5442 | 32.6574 | 229.5442 | 1090.7941 | 600 | 600 | 490.7941
3 | 20 | 16 | 7.4 | -1.3 | 53 | 297 | 241 | 193 | 241.3021 | 21.6437 | 76.3021 | 12.3563 | 103.3551 | 176.5021 | 32.7898 | 176.5021 | 838.7381 | 900 | 838.7381 | 0
3 | 20 | 17 | 7.2 | -1.3 | 54 | 149 | 78 | 126 | 254.0721 | 12.9121 | 89.0721 | 21.0879 | 15.1382 | 115.2294 | 32.9081 | 115.2294 | 547.57 | 900 | 547.57 | 0
3 | 20 | 18 | 6.9 | -0.4 | 59 | 34 | 0 | 34 | 265.9608 | 3.725 | 0 | 30.275 | 0 | 31.0936 | 33.0182 | 31.0936 | 147.757 | 900 | 147.757 | 0
3 | 20 | 19 | 6.6 | -0.4 | 61 | 1 | 0 | 1 | 277.6191 | -5.8891 | 0 | 0 | 0 | 0.91452 | 33.1261 | 0.91452 | 4.3458 | 900 | 4.3458 | 0
3 | 20 | 20 | 6.8 | -1.5 | 55 | 0 | 0 | 0 | 289.6885 | -15.1238 | 0 | 0 | 0 | 0 | 33.2379 | 0 | 0 | 800 | 0 | 0
3 | 20 | 21 | 6.5 | -0.3 | 62 | 0 | 0 | 0 | 302.8195 | -23.6252 | 0 | 0 | 0 | 0 | 33.3594 | 0 | 0 | 700 | 0 | 0
3 | 20 | 22 | 6.5 | -0.3 | 62 | 0 | 0 | 0 | 317.6316 | -30.8622 | 0 | 0 | 0 | 0 | 33.4966 | 0 | 0 | 600 | 0 | 0
3 | 20 | 23 | 6.7 | 0.6 | 65 | 0 | 0 | 0 | 334.5034 | -36.1544 | 0 | 0 | 0 | 0 | 33.6528 | 0 | 0 | 500 | 0 | 0
3 | 20 | 24 | 6.9 | -1.3 | 55 | 0 | 0 | 0 | 353.1505 | -38.79 | 0 | 0 | 0 | 0 | 33.8255 | 0 | 0 | 400 | 0 | 0
3 | 21 | 1 | 6.4 | 0.2 | 65 | 0 | 0 | 0 | 12.3626 | -38.3153 | 0 | 0 | 0 | 0 | 30.67 | 0 | 0 | 350 | 0 | 0
3 | 21 | 2 | 6.5 | -1.9 | 54 | 0 | 0 | 0 | 30.5642 | -34.8168 | 0 | 0 | 0 | 0 | 30.8386 | 0 | 0 | 350 | 0 | 0
3 | 21 | 3 | 6.4 | 0.8 | 67 | 0 | 0 | 0 | 46.8069 | -28.8608 | 0 | 0 | 0 | 0 | 30.989 | 0 | 0 | 350 | 0 | 0
3 | 21 | 4 | 6.1 | -1.9 | 55 | 0 | 0 | 0 | 61.0517 | -21.1713 | 0 | 0 | 0 | 0 | 31.1208 | 0 | 0 | 350 | 0 | 0
3 | 21 | 5 | 6.3 | 0.4 | 66 | 0 | 0 | 0 | 73.785 | -12.3897 | 0 | 0 | 0 | 0 | 31.2387 | 0 | 0 | 350 | 0 | 0
3 | 21 | 6 | 6.5 | -0.9 | 59 | 0 | 0 | 0 | 85.6469 | -2.9669 | 79.3531 | 0 | 0 | 0 | 31.3486 | 0 | 0 | 350 | 0 | 0
3 | 21 | 7 | 6 | -0.9 | 61 | 9 | 0 | 9 | 97.2852 | 6.5469 | 67.7148 | 27.4531 | 0 | 8.2307 | 31.4563 | 8.2307 | 39.1121 | 350 | 39.1121 | 0
3 | 21 | 8 | 6.8 | -0.2 | 61 | 74 | 37 | 67 | 109.3433 | 15.7121 | 55.6567 | 18.2879 | 19.5429 | 61.2728 | 31.568 | 61.2728 | 291.1681 | 350 | 291.1681 | 0
3 | 21 | 9 | 7.3 | -0.1 | 59 | 174 | 39 | 160 | 122.4804 | 24.2363 | 42.5196 | 9.7637 | 27.9296 | 146.323 | 31.6896 | 146.323 | 695.3269 | 350 | 350 | 345.3269
3 | 21 | 10 | 7.9 | 0 | 57 | 268 | 102 | 218 | 137.3341 | 31.5232 | 27.6659 | 2.4768 | 87.2744 | 199.3651 | 31.8272 | 199.3651 | 947.3829 | 600 | 600 | 347.3829
3 | 21 | 11 | 7.9 | 0 | 57 | 341 | 77 | 296 | 154.3077 | 36.8738 | 10.6923 | 2.8738 | 72.1515 | 270.6976 | 31.9843 | 342.8491 | 1629.2188 | 600 | 600 | 1029.2188
3 | 21 | 12 | 8.2 | -0.5 | 54 | 506 | 380 | 263 | 173.1264 | 39.5571 | 8.1264 | 5.5571 | 362.8137 | 240.5184 | 32.1586 | 603.3322 | 2867.0345 | 600 | 600 | 2267.0345
3 | 21 | 13 | 8.8 | -0.6 | 51 | 590 | 483 | 276 | 192.5452 | 39.1027 | 27.5452 | 5.1027 | 438.3893 | 252.4072 | 32.3384 | 690.7965 | 3282.6651 | 600 | 600 | 2682.6651
3 | 21 | 14 | 8.1 | 0 | 57 | 587 | 609 | 210 | 210.9265 | 35.5976 | 45.9265 | 1.5976 | 486.4996 | 192.0489 | 32.5086 | 678.5486 | 3224.4629 | 600 | 600 | 2624.4629
3 | 21 | 15 | 8.4 | -1 | 51 | 468 | 452 | 221 | 227.29 | 29.6252 | 62.29 | 4.3748 | 287.4022 | 202.1087 | 32.6601 | 202.1087 | 960.4203 | 600 | 600 | 360.4203
3 | 21 | 16 | 8.7 | -1.8 | 47 | 301 | 243 | 196 | 241.6053 | 21.9299 | 76.6053 | 12.0701 | 104.4388 | 179.2457 | 32.7926 | 179.2457 | 851.7755 | 900 | 851.7755 | 0
3 | 21 | 17 | 8.1 | -0.3 | 55 | 193 | 304 | 104 | 254.3797 | 13.1784 | 89.3797 | 20.8216 | 59.2498 | 95.11 | 32.9109 | 95.11 | 451.9625 | 900 | 451.9625 | 0
3 | 21 | 18 | 7.3 | 0.5 | 62 | 47 | 14 | 46 | 266.2688 | 3.9742 | 0 | 30.0258 | 0 | 42.0679 | 33.021 | 42.0679 | 199.9065 | 900 | 199.9065 | 0
3 | 21 | 19 | 6.3 | 0.4 | 66 | 2 | 0 | 2 | 277.9265 | -5.6258 | 0 | 0 | 0 | 1.829 | 33.1289 | 1.829 | 8.6916 | 900 | 8.6916 | 0
3 | 21 | 20 | 5.2 | 0.8 | 73 | 0 | 0 | 0 | 289.9941 | -14.8506 | 0 | 0 | 0 | 0 | 33.2407 | 0 | 0 | 800 | 0 | 0
3 | 21 | 21 | 4.6 | 1.3 | 79 | 0 | 0 | 0 | 303.1172 | -23.3301 | 0 | 0 | 0 | 0 | 33.3622 | 0 | 0 | 700 | 0 | 0
3 | 21 | 22 | 5.1 | 1.6 | 78 | 0 | 0 | 0 | 317.9057 | -30.5365 | 0 | 0 | 0 | 0 | 33.4991 | 0 | 0 | 600 | 0 | 0
3 | 21 | 23 | 5.1 | 1.6 | 78 | 0 | 0 | 0 | 334.7248 | -35.7945 | 0 | 0 | 0 | 0 | 33.6549 | 0 | 0 | 500 | 0 | 0
3 | 21 | 24 | 4.3 | 1.2 | 80 | 0 | 0 | 0 | 353.2837 | -38.4017 | 0 | 0 | 0 | 0 | 33.8267 | 0 | 0 | 400 | 0 | 0
3 | 22 | 1 | 2.9 | 0.8 | 86 | 0 | 0 | 0 | 12.3888 | -37.9139 | 0 | 0 | 0 | 0 | 30.6703 | 0 | 0 | 350 | 0 | 0
3 | 22 | 2 | 3.1 | 1.6 | 90 | 0 | 0 | 0 | 30.4961 | -34.4188 | 0 | 0 | 0 | 0 | 30.8379 | 0 | 0 | 350 | 0 | 0
3 | 22 | 3 | 3.2 | 1.7 | 90 | 0 | 0 | 0 | 46.6752 | -28.4758 | 0 | 0 | 0 | 0 | 30.9877 | 0 | 0 | 350 | 0 | 0
3 | 22 | 4 | 3.8 | 2.3 | 90 | 0 | 0 | 0 | 60.8844 | -20.8008 | 0 | 0 | 0 | 0 | 31.1193 | 0 | 0 | 350 | 0 | 0
3 | 22 | 5 | 5.1 | 2.1 | 81 | 0 | 0 | 0 | 73.6004 | -12.0299 | 0 | 0 | 0 | 0 | 31.237 | 0 | 0 | 350 | 0 | 0
3 | 22 | 6 | 4.9 | 1.3 | 77 | 0 | 0 | 0 | 85.4557 | -2.5994 | 79.5443 | 0 | 0 | 0 | 31.3468 | 0 | 0 | 350 | 0 | 0
3 | 22 | 7 | 5.1 | 1.6 | 78 | 16 | 0 | 16 | 97.0944 | 6.8952 | 67.9056 | 27.1048 | 0 | 14.6323 | 31.4546 | 14.6323 | 69.5327 | 350 | 69.5327 | 0
3 | 22 | 8 | 6.2 | 1.2 | 70 | 128 | 186 | 88 | 109.1605 | 16.072 | 55.8395 | 17.928 | 98.8101 | 80.4777 | 31.5663 | 80.4777 | 382.4298 | 350 | 350 | 32.4298
3 | 22 | 9 | 6.8 | 0.4 | 64 | 293 | 429 | 137 | 122.3183 | 24.6093 | 42.6817 | 9.3907 | 308.4407 | 125.2891 | 31.6881 | 125.2891 | 595.3737 | 350 | 350 | 245.3737
3 | 22 | 10 | 7.5 | 0.7 | 62 | 449 | 620 | 143 | 137.2144 | 31.9114 | 27.7856 | 2.0886 | 532.0739 | 130.7762 | 31.8261 | 662.8501 | 3149.8636 | 600 | 600 | 2549.8636
3 | 22 | 11 | 8.1 | 0.6 | 59 | 569 | 732 | 138 | 154.2622 | 37.2736 | 10.7378 | 3.2736 | 687.5461 | 126.2036 | 31.9839 | 813.7497 | 3866.9387 | 600 | 600 | 3266.9387
3 | 22 | 12 | 8.5 | 0.5 | 57 | 633 | 826 | 101 | 173.1849 | 39.9559 | 8.1849 | 5.9559 | 790.2203 | 92.3664 | 32.1591 | 882.5867 | 4194.0522 | 600 | 600 | 3594.0522
3 | 22 | 13 | 9 | 0.6 | 56 | 595 | 474 | 283 | 192.7117 | 39.4829 | 27.7117 | 5.4829 | 430.9753 | 258.8088 | 32.3399 | 689.7841 | 3277.8542 | 600 | 600 | 2677.8542
3 | 22 | 14 | 9.1 | 1.9 | 61 | 591 | 683 | 165 | 211.1726 | 35.9458 | 46.1726 | 1.9458 | 546.5066 | 150.8956 | 32.5109 | 697.4022 | 3314.0551 | 600 | 600 | 2714.0551
3 | 22 | 15 | 9.5 | 1.6 | 58 | 500 | 682 | 126 | 227.5783 | 29.939 | 62.5783 | 4.061 | 434.3771 | 115.2294 | 32.6628 | 115.2294 | 547.57 | 600 | 547.57 | 0
3 | 22 | 16 | 10 | 1.6 | 56 | 380 | 639 | 101 | 241.9099 | 22.215 | 76.9099 | 11.785 | 275.2119 | 92.3664 | 32.7955 | 92.3664 | 438.9251 | 900 | 438.9251 | 0
3 | 22 | 17 | 10.2 | 2.3 | 58 | 216 | 418 | 91 | 254.6881 | 13.4438 | 89.6881 | 20.5562 | 81.8048 | 83.2212 | 32.9138 | 83.2212 | 395.4672 | 900 | 395.4672 | 0
3 | 22 | 18 | 8.9 | 2.5 | 64 | 62 | 78 | 52 | 266.5769 | 4.2235 | 0 | 29.7765 | 0 | 47.555 | 33.0239 | 47.555 | 225.9813 | 900 | 225.9813 | 0
3 | 22 | 19 | 6.8 | 2.7 | 75 | 3 | 0 | 3 | 278.2337 | -5.3627 | 0 | 0 | 0 | 2.7436 | 33.1318 | 2.7436 | 13.0374 | 900 | 13.0374 | 0
3 | 22 | 20 | 5.5 | 3.6 | 88 | 0 | 0 | 0 | 290.2989 | -14.5776 | 0 | 0 | 0 | 0 | 33.2435 | 0 | 0 | 800 | 0 | 0
3 | 22 | 21 | 5.1 | 2.9 | 86 | 0 | 0 | 0 | 303.4137 | -23.035 | 0 | 0 | 0 | 0 | 33.3649 | 0 | 0 | 700 | 0 | 0
3 | 22 | 22 | 7.1 | 3.6 | 78 | 0 | 0 | 0 | 318.1781 | -30.2108 | 0 | 0 | 0 | 0 | 33.5016 | 0 | 0 | 600 | 0 | 0
3 | 22 | 23 | 6.9 | 3.4 | 78 | 0 | 0 | 0 | 334.9444 | -35.4348 | 0 | 0 | 0 | 0 | 33.6569 | 0 | 0 | 500 | 0 | 0
3 | 22 | 24 | 6.8 | 2.4 | 73 | 0 | 0 | 0 | 353.4159 | -38.0138 | 0 | 0 | 0 | 0 | 33.8279 | 0 | 0 | 400 | 0 | 0
3 | 23 | 1 | 6.3 | 2.4 | 76 | 0 | 0 | 0 | 12.4151 | -37.5129 | 0 | 0 | 0 | 0 | 30.6705 | 0 | 0 | 350 | 0 | 0
3 | 23 | 2 | 6 | 2.6 | 79 | 0 | 0 | 0 | 30.4291 | -34.021 | 0 | 0 | 0 | 0 | 30.8373 | 0 | 0 | 350 | 0 | 0
3 | 23 | 3 | 6.2 | 2.6 | 78 | 0 | 0 | 0 | 46.5449 | -28.0909 | 0 | 0 | 0 | 0 | 30.9865 | 0 | 0 | 350 | 0 | 0
3 | 23 | 4 | 6 | 2.6 | 79 | 0 | 0 | 0 | 60.7185 | -20.4303 | 0 | 0 | 0 | 0 | 31.1178 | 0 | 0 | 350 | 0 | 0
3 | 23 | 5 | 5.6 | 2.9 | 83 | 0 | 0 | 0 | 73.4169 | -11.67 | 0 | 0 | 0 | 0 | 31.2353 | 0 | 0 | 350 | 0 | 0
3 | 23 | 6 | 4.1 | 2.4 | 89 | 0 | 0 | 0 | 85.265 | -2.2279 | 79.735 | 0 | 0 | 0 | 31.345 | 0 | 0 | 350 | 0 | 0
3 | 23 | 7 | 6.1 | 1.9 | 74 | 18 | 0 | 18 | 96.9037 | 7.2438 | 68.0963 | 26.7562 | 0 | 16.4613 | 31.4528 | 16.4613 | 78.2243 | 350 | 78.2243 | 0
3 | 23 | 8 | 7.1 | 2.8 | 74 | 133 | 191 | 91 | 108.9777 | 16.4317 | 56.0223 | 17.5683 | 102.0443 | 83.2212 | 31.5646 | 83.2212 | 395.4672 | 350 | 350 | 45.4672
3 | 23 | 9 | 7.9 | 3.5 | 74 | 298 | 489 | 117 | 122.1558 | 24.982 | 42.8442 | 9.018 | 352.9473 | 106.9987 | 31.6866 | 106.9987 | 508.4578 | 350 | 350 | 158.4578
3 | 23 | 10 | 8.8 | 3.5 | 69 | 453 | 660 | 124 | 137.0943 | 32.2992 | 27.9057 | 1.7008 | 568.0584 | 113.4003 | 31.8249 | 681.4587 | 3238.2918 | 600 | 600 | 2638.2918
3 | 23 | 11 | 9.6 | 4.2 | 69 | 572 | 771 | 114 | 154.2167 | 37.673 | 10.7833 | 3.673 | 725.8668 | 104.2551 | 31.9835 | 830.122 | 3944.7397 | 600 | 600 | 3344.7397
3 | 23 | 12 | 10.2 | 4.9 | 70 | 642 | 826 | 105 | 173.2445 | 40.3544 | 8.2445 | 6.3544 | 791.7574 | 96.0245 | 32.1597 | 887.7819 | 4218.7397 | 600 | 600 | 3618.7397
3 | 23 | 13 | 11.2 | 4.1 | 62 | 658 | 835 | 105 | 192.8803 | 39.8624 | 27.8803 | 5.8624 | 760.4968 | 96.0245 | 32.3415 | 856.5213 | 4070.1892 | 600 | 600 | 3470.1892
3 | 23 | 14 | 13.5 | 4.9 | 56 | 616 | 816 | 103 | 211.421 | 36.293 | 46.421 | 2.293 | 653.9572 | 94.1954 | 32.5132 | 748.1526 | 3555.2211 | 600 | 600 | 2955.2211
3 | 23 | 15 | 13.8 | 4.5 | 53 | 522 | 749 | 107 | 227.8685 | 30.2515 | 62.8685 | 3.7485 | 477.8251 | 97.8535 | 32.6654 | 97.8535 | 464.9999 | 600 | 464.9999 | 0
3 | 23 | 16 | 13.8 | 4 | 52 | 384 | 632 | 105 | 242.2156 | 22.499 | 77.2156 | 11.501 | 272.75 | 96.0245 | 32.7983 | 96.0245 | 456.3083 | 900 | 456.3083 | 0
3 | 23 | 17 | 13.9 | 4.4 | 53 | 220 | 422 | 93 | 254.9971 | 13.7085 | 89.9971 | 20.2915 | 82.9206 | 85.0502 | 32.9166 | 85.0502 | 404.1588 | 900 | 404.1588 | 0
3 | 23 | 18 | 12.7 | 4.1 | 56 | 65 | 83 | 54 | 266.8852 | 4.4728 | 0 | 29.5272 | 0 | 49.384 | 33.0267 | 49.384 | 234.6728 | 900 | 234.6728 | 0
3 | 23 | 19 | 13.1 | 1.5 | 45 | 3 | 0 | 3 | 278.5406 | -5.0996 | 0 | 0 | 0 | 2.7436 | 33.1346 | 2.7436 | 13.0374 | 900 | 13.0374 | 0
3 | 23 | 20 | 12.3 | 2.7 | 52 | 0 | 0 | 0 | 290.603 | -14.3046 | 0 | 0 | 0 | 0 | 33.2463 | 0 | 0 | 800 | 0 | 0
3 | 23 | 21 | 11.5 | 3.4 | 57 | 0 | 0 | 0 | 303.7089 | -22.7398 | 0 | 0 | 0 | 0 | 33.3677 | 0 | 0 | 700 | 0 | 0
3 | 23 | 22 | 10.6 | 2.2 | 56 | 0 | 0 | 0 | 318.4487 | -29.8851 | 0 | 0 | 0 | 0 | 33.5042 | 0 | 0 | 600 | 0 | 0
3 | 23 | 23 | 9.7 | 1.8 | 58 | 0 | 0 | 0 | 335.1622 | -35.0752 | 0 | 0 | 0 | 0 | 33.6589 | 0 | 0 | 500 | 0 | 0
3 | 23 | 24 | 8.3 | 3.5 | 72 | 0 | 0 | 0 | 353.5469 | -37.6262 | 0 | 0 | 0 | 0 | 33.8291 | 0 | 0 | 400 | 0 | 0
3 | 24 | 1 | 7.5 | 4 | 78 | 0 | 0 | 0 | 12.4415 | -37.1122 | 0 | 0 | 0 | 0 | 30.6708 | 0 | 0 | 350 | 0 | 0
3 | 24 | 2 | 7.8 | 6.3 | 90 | 0 | 0 | 0 | 30.3632 | -33.6236 | 0 | 0 | 0 | 0 | 30.8367 | 0 | 0 | 350 | 0 | 0
3 | 24 | 3 | 8.8 | 8 | 95 | 0 | 0 | 0 | 46.4161 | -27.7062 | 0 | 0 | 0 | 0 | 30.9853 | 0 | 0 | 350 | 0 | 0
3 | 24 | 4 | 8.4 | 8 | 97 | 0 | 0 | 0 | 60.5539 | -20.0599 | 0 | 0 | 0 | 0 | 31.1162 | 0 | 0 | 350 | 0 | 0
3 | 24 | 5 | 8.8 | 8.4 | 97 | 0 | 0 | 0 | 73.2343 | -11.3103 | 0 | 0 | 0 | 0 | 31.2337 | 0 | 0 | 350 | 0 | 0
3 | 24 | 6 | 8.7 | 7.9 | 95 | 0 | 0 | 0 | 85.075 | -1.8503 | 79.925 | 0 | 0 | 0 | 31.3433 | 0 | 0 | 350 | 0 | 0
3 | 24 | 7 | 9 | 7.3 | 89 | 6 | 0 | 6 | 96.7133 | 7.5925 | 68.2867 | 26.4075 | 0 | 5.4871 | 31.451 | 5.4871 | 26.0748 | 350 | 26.0748 | 0
3 | 24 | 8 | 9.3 | 7.8 | 90 | 109 | 97 | 88 | 108.7946 | 16.7909 | 56.2054 | 17.2091 | 52.1147 | 80.4777 | 31.5629 | 80.4777 | 382.4298 | 350 | 350 | 32.4298
3 | 24 | 9 | 10.5 | 8 | 84 | 291 | 379 | 149 | 121.9928 | 25.3541 | 43.0072 | 8.6459 | 274.5991 | 136.2633 | 31.6851 | 136.2633 | 647.5232 | 350 | 350 | 297.5232
3 | 24 | 10 | 10.5 | 7.4 | 81 | 277 | 105 | 224 | 136.9736 | 32.6865 | 28.0264 | 1.3135 | 90.632 | 204.8522 | 31.8238 | 295.4842 | 1404.1411 | 600 | 600 | 804.1411
3 | 24 | 11 | 10.5 | 8 | 84 | 348 | 127 | 272 | 154.1712 | 38.0719 | 10.8288 | 4.0719 | 119.8378 | 248.7491 | 31.9831 | 368.5869 | 1751.5248 | 600 | 600 | 1151.5248
3 | 24 | 12 | 11.2 | 9.4 | 89 | 390 | 131 | 304 | 173.3051 | 40.7523 | 8.3051 | 6.7523 | 125.8065 | 278.0137 | 32.1602 | 403.8203 | 1918.9539 | 600 | 600 | 1318.9539
3 | 24 | 13 | 11.8 | 9.4 | 85 | 399 | 132 | 311 | 193.0509 | 40.241 | 28.0509 | 6.241 | 120.4197 | 284.4153 | 32.3431 | 404.835 | 1923.7761 | 600 | 600 | 1323.7761
3 | 24 | 14 | 11.5 | 9.4 | 87 | 374 | 129 | 292 | 211.6717 | 36.6391 | 46.6717 | 2.6391 | 103.5401 | 267.0395 | 32.5155 | 370.5796 | 1760.9943 | 600 | 600 | 1160.9943
3 | 24 | 15 | 11.3 | 9.3 | 87 | 317 | 66 | 280 | 228.1605 | 30.5629 | 63.1605 | 3.4371 | 42.1706 | 256.0653 | 32.6682 | 256.0653 | 1216.8221 | 600 | 600 | 616.8221
3 | 24 | 16 | 10.5 | 8.9 | 90 | 234 | 67 | 204 | 242.5225 | 22.7819 | 77.5225 | 11.2181 | 28.9718 | 186.5618 | 32.8011 | 186.5618 | 886.5418 | 900 | 886.5418 | 0
3 | 24 | 17 | 10.1 | 9.1 | 93 | 135 | 25 | 127 | 255.3066 | 13.9722 | 0 | 20.0278 | 4.9317 | 116.1439 | 32.9195 | 116.1439 | 551.9157 | 900 | 551.9157 | 0
3 | 24 | 18 | 9.5 | 8.7 | 95 | 41 | 0 | 41 | 267.1934 | 4.7222 | 0 | 29.2778 | 0 | 37.4953 | 33.0296 | 37.4953 | 178.1775 | 900 | 178.1775 | 0
3 | 24 | 19 | 8.8 | 8.4 | 97 | 3 | 0 | 3 | 278.847 | -4.8366 | 0 | 0 | 0 | 2.7436 | 33.1375 | 2.7436 | 13.0374 | 900 | 13.0374 | 0
3 | 24 | 20 | 8.6 | 8.2 | 97 | 0 | 0 | 0 | 290.9061 | -14.0318 | 0 | 0 | 0 | 0 | 33.2491 | 0 | 0 | 800 | 0 | 0
3 | 24 | 21 | 8.3 | 7.2 | 93 | 0 | 0 | 0 | 304.0025 | -22.4447 | 0 | 0 | 0 | 0 | 33.3704 | 0 | 0 | 700 | 0 | 0
3 | 24 | 22 | 8.2 | 6.5 | 89 | 0 | 0 | 0 | 318.7175 | -29.5594 | 0 | 0 | 0 | 0 | 33.5066 | 0 | 0 | 600 | 0 | 0
3 | 24 | 23 | 8.2 | 6.2 | 87 | 0 | 0 | 0 | 335.3781 | -34.7158 | 0 | 0 | 0 | 0 | 33.6609 | 0 | 0 | 500 | 0 | 0
3 | 24 | 24 | 8.2 | 5.8 | 85 | 0 | 0 | 0 | 353.6767 | -37.2391 | 0 | 0 | 0 | 0 | 33.8303 | 0 | 0 | 400 | 0 | 0
3 | 25 | 1 | 8.2 | 6 | 86 | 0 | 0 | 0 | 12.468 | -36.7122 | 0 | 0 | 0 | 0 | 30.671 | 0 | 0 | 350 | 0 | 0
3 | 25 | 2 | 8.5 | 6.8 | 89 | 0 | 0 | 0 | 30.2983 | -33.2267 | 0 | 0 | 0 | 0 | 30.8361 | 0 | 0 | 350 | 0 | 0
3 | 25 | 3 | 8.6 | 6.9 | 89 | 0 | 0 | 0 | 46.2886 | -27.3218 | 0 | 0 | 0 | 0 | 30.9842 | 0 | 0 | 350 | 0 | 0
3 | 25 | 4 | 8.8 | 6.2 | 84 | 0 | 0 | 0 | 60.3906 | -19.6898 | 0 | 0 | 0 | 0 | 31.1147 | 0 | 0 | 350 | 0 | 0
3 | 25 | 5 | 9 | 6.4 | 84 | 0 | 0 | 0 | 73.0527 | -10.9507 | 0 | 0 | 0 | 0 | 31.232 | 0 | 0 | 350 | 0 | 0
3 | 25 | 6 | 9 | 6.6 | 85 | 0 | 0 | 0 | 84.8855 | -1.4627 | 80.1145 | 0 | 0 | 0 | 31.3415 | 0 | 0 | 350 | 0 | 0
3 | 25 | 7 | 9 | 7.3 | 89 | 13 | 0 | 13 | 96.523 | 7.941 | 68.477 | 26.059 | 0 | 11.8887 | 31.4493 | 11.8887 | 56.4953 | 350 | 56.4953 | 0
3 | 25 | 8 | 9.2 | 7.5 | 89 | 86 | 29 | 80 | 108.6113 | 17.1497 | 56.3887 | 16.8503 | 15.6669 | 73.1615 | 31.5612 | 73.1615 | 347.6635 | 350 | 347.6635 | 0
3 | 25 | 9 | 9.5 | 8.1 | 91 | 187 | 66 | 162 | 121.8293 | 25.7257 | 43.1707 | 8.2743 | 47.9992 | 148.152 | 31.6836 | 148.152 | 704.0185 | 350 | 350 | 354.0185
3 | 25 | 10 | 10.6 | 8.6 | 87 | 280 | 75 | 242 | 136.8523 | 33.0733 | 28.1477 | 0.92675 | 64.9189 | 221.3135 | 31.8227 | 286.2325 | 1360.1767 | 600 | 600 | 760.1767
3 | 25 | 11 | 10.3 | 8.7 | 90 | 352 | 127 | 275 | 154.1255 | 38.4702 | 10.8745 | 4.4702 | 120.1037 | 251.4927 | 31.9826 | 371.5964 | 1765.826 | 600 | 600 | 1165.826
3 | 25 | 12 | 10.5 | 8.7 | 89 | 394 | 131 | 307 | 173.3667 | 41.1495 | 8.3667 | 7.1495 | 126.0373 | 280.7573 | 32.1608 | 406.7945 | 1933.0876 | 600 | 600 | 1333.0876
3 | 25 | 13 | 10.8 | 8.8 | 87 | 403 | 132 | 314 | 193.2234 | 40.6188 | 28.2234 | 6.6188 | 120.6108 | 287.1589 | 32.3447 | 407.7697 | 1937.7216 | 600 | 600 | 1337.7216
3 | 25 | 14 | 10.7 | 8.9 | 89 | 377 | 130 | 294 | 211.9244 | 36.984 | 46.9244 | 2.984 | 104.4956 | 268.8685 | 32.5178 | 373.3641 | 1774.2261 | 600 | 600 | 1174.2261
3 | 25 | 15 | 10.8 | 8.8 | 87 | 320 | 67 | 283 | 228.454 | 30.873 | 63.454 | 3.127 | 42.8741 | 258.8088 | 32.6709 | 258.8088 | 1229.8595 | 600 | 600 | 629.8595
3 | 25 | 16 | 10.7 | 8.9 | 89 | 237 | 67 | 206 | 242.8303 | 23.0636 | 77.8303 | 10.9364 | 29.027 | 188.3909 | 32.804 | 188.3909 | 895.2334 | 900 | 895.2334 | 0
3 | 25 | 17 | 10 | 8.8 | 92 | 137 | 25 | 129 | 255.6164 | 14.235 | 0 | 19.765 | 4.9507 | 117.9729 | 32.9224 | 117.9729 | 560.6073 | 900 | 560.6073 | 0
3 | 25 | 18 | 9.8 | 8.8 | 93 | 43 | 0 | 43 | 267.5015 | 4.9715 | 0 | 29.0285 | 0 | 39.3243 | 33.0324 | 39.3243 | 186.8691 | 900 | 186.8691 | 0
3 | 25 | 19 | 9.4 | 8.6 | 95 | 3 | 0 | 3 | 279.1527 | -4.5737 | 0 | 0 | 0 | 2.7436 | 33.1403 | 2.7436 | 13.0374 | 900 | 13.0374 | 0
3 | 25 | 20 | 9.1 | 8.7 | 97 | 0 | 0 | 0 | 291.2081 | -13.7592 | 0 | 0 | 0 | 0 | 33.2519 | 0 | 0 | 800 | 0 | 0
3 | 25 | 21 | 8.9 | 8.3 | 96 | 0 | 0 | 0 | 304.2947 | -22.1497 | 0 | 0 | 0 | 0 | 33.3731 | 0 | 0 | 700 | 0 | 0
3 | 25 | 22 | 8.8 | 8.4 | 97 | 0 | 0 | 0 | 318.9842 | -29.2338 | 0 | 0 | 0 | 0 | 33.5091 | 0 | 0 | 600 | 0 | 0
3 | 25 | 23 | 8.8 | 8.4 | 97 | 0 | 0 | 0 | 335.592 | -34.3566 | 0 | 0 | 0 | 0 | 33.6629 | 0 | 0 | 500 | 0 | 0
3 | 25 | 24 | 8.9 | 8.7 | 99 | 0 | 0 | 0 | 353.8052 | -36.8525 | 0 | 0 | 0 | 0 | 33.8315 | 0 | 0 | 400 | 0 | 0
3 | 26 | 1 | 8.9 | 8.7 | 99 | 0 | 0 | 0 | 12.4943 | -36.3128 | 0 | 0 | 0 | 0 | 30.6712 | 0 | 0 | 350 | 0 | 0
3 | 26 | 2 | 8.4 | 8.2 | 99 | 0 | 0 | 0 | 30.2342 | -32.8303 | 0 | 0 | 0 | 0 | 30.8355 | 0 | 0 | 350 | 0 | 0
3 | 26 | 3 | 8.2 | 8 | 99 | 0 | 0 | 0 | 46.1625 | -26.938 | 0 | 0 | 0 | 0 | 30.983 | 0 | 0 | 350 | 0 | 0
3 | 26 | 4 | 8.1 | 7.9 | 99 | 0 | 0 | 0 | 60.2284 | -19.3201 | 0 | 0 | 0 | 0 | 31.1132 | 0 | 0 | 350 | 0 | 0
3 | 26 | 5 | 8.2 | 7.8 | 97 | 0 | 0 | 0 | 72.872 | -10.5916 | 0 | 0 | 0 | 0 | 31.2303 | 0 | 0 | 350 | 0 | 0
3 | 26 | 6 | 8.4 | 8 | 97 | 0 | 0 | 0 | 84.6965 | -1.057 | 80.3035 | 0 | 0 | 0 | 31.3398 | 0 | 0 | 350 | 0 | 0
3 | 26 | 7 | 8.5 | 7.9 | 96 | 14 | 0 | 14 | 96.3329 | 8.2893 | 68.6671 | 25.7107 | 0 | 12.8033 | 31.4475 | 12.8033 | 60.8411 | 350 | 60.8411 | 0
3 | 26 | 8 | 8.6 | 8 | 96 | 90 | 33 | 82 | 108.4278 | 17.5077 | 56.5722 | 16.4923 | 17.9251 | 74.9905 | 31.5595 | 74.9905 | 356.355 | 350 | 350 | 6.355
3 | 26 | 9 | 8.8 | 8 | 94 | 171 | 33 | 158 | 121.6652 | 26.0964 | 43.3348 | 7.9036 | 24.0883 | 144.494 | 31.6821 | 144.494 | 686.6353 | 350 | 350 | 336.6353
3 | 26 | 10 | 9 | 7.9 | 93 | 220 | 12 | 214 | 136.7303 | 33.4592 | 28.2697 | 0.5408 | 10.4156 | 195.707 | 31.8216 | 206.1226 | 979.4945 | 600 | 600 | 379.4945
3 | 26 | 11 | 9.3 | 7.9 | 91 | 229 | 6 | 225 | 154.0795 | 38.8678 | 10.9205 | 4.8678 | 5.6865 | 205.7667 | 31.9822 | 211.4532 | 1004.8255 | 600 | 600 | 404.8255
3 | 26 | 12 | 9.5 | 7.8 | 89 | 197 | 1 | 196 | 173.4291 | 41.546 | 8.4291 | 7.546 | 0.96383 | 179.2457 | 32.1614 | 180.2095 | 856.3556 | 600 | 600 | 256.3556
3 | 26 | 13 | 9.1 | 7.8 | 91 | 201 | 1 | 201 | 193.3978 | 40.9955 | 28.3978 | 6.9955 | 0.91512 | 183.8183 | 32.3463 | 184.7334 | 877.8531 | 600 | 600 | 277.8531
3 | 26 | 14 | 8.7 | 7.7 | 93 | 189 | 1 | 188 | 212.1791 | 37.3277 | 47.1791 | 3.3277 | 0.80494 | 171.9295 | 32.5202 | 172.7345 | 820.8342 | 600 | 600 | 220.8342
3 | 26 | 15 | 8.6 | 7.5 | 93 | 160 | 0 | 160 | 228.749 | 31.1818 | 63.749 | 2.8182 | 0 | 146.323 | 32.6736 | 146.323 | 695.3269 | 600 | 600 | 95.3269
3 | 26 | 16 | 8.8 | 7.1 | 89 | 119 | 0 | 119 | 243.1389 | 23.3442 | 78.1389 | 10.6558 | 0 | 108.8277 | 32.8068 | 108.8277 | 517.1494 | 900 | 517.1494 | 0
3 | 26 | 17 | 8.5 | 7 | 90 | 70 | 0 | 70 | 255.9265 | 14.4969 | 0 | 19.5031 | 0 | 64.0163 | 32.9252 | 64.0163 | 304.2055 | 900 | 304.2055 | 0
3 | 26 | 18 | 8.4 | 6.9 | 90 | 22 | 0 | 22 | 267.8094 | 5.2212 | 0 | 28.7788 | 0 | 20.1194 | 33.0353 | 20.1194 | 95.6075 | 900 | 95.6075 | 0
3 | 26 | 19 | 8.3 | 6.8 | 90 | 1 | 0 | 1 | 279.4578 | -4.3108 | 0 | 0 | 0 | 0.91452 | 33.1431 | 0.91452 | 4.3458 | 900 | 4.3458 | 0
3 | 26 | 20 | 8.5 | 6.6 | 88 | 0 | 0 | 0 | 291.5089 | -13.4869 | 0 | 0 | 0 | 0 | 33.2547 | 0 | 0 | 800 | 0 | 0
3 | 26 | 21 | 8.6 | 6.9 | 89 | 0 | 0 | 0 | 304.5851 | -21.8548 | 0 | 0 | 0 | 0 | 33.3758 | 0 | 0 | 700 | 0 | 0
3 | 26 | 22 | 9 | 8 | 93 | 0 | 0 | 0 | 319.2489 | -28.9083 | 0 | 0 | 0 | 0 | 33.5116 | 0 | 0 | 600 | 0 | 0
3 | 26 | 23 | 8.9 | 7.4 | 90 | 0 | 0 | 0 | 335.8037 | -33.9979 | 0 | 0 | 0 | 0 | 33.6648 | 0 | 0 | 500 | 0 | 0
3 | 26 | 24 | 9 | 7.7 | 92 | 0 | 0 | 0 | 353.9323 | -36.4665 | 0 | 0 | 0 | 0 | 33.8327 | 0 | 0 | 400 | 0 | 0
3 | 27 | 1 | 8.9 | 8.2 | 95 | 0 | 0 | 0 | 12.5204 | -35.9142 | 0 | 0 | 0 | 0 | 30.6715 | 0 | 0 | 350 | 0 | 0
3 | 27 | 2 | 8.9 | 8.7 | 99 | 0 | 0 | 0 | 30.171 | -32.4347 | 0 | 0 | 0 | 0 | 30.8349 | 0 | 0 | 350 | 0 | 0
3 | 27 | 3 | 8.9 | 8.7 | 98 | 0 | 0 | 0 | 46.0375 | -26.5547 | 0 | 0 | 0 | 0 | 30.9818 | 0 | 0 | 350 | 0 | 0
3 | 27 | 4 | 9 | 8.8 | 99 | 0 | 0 | 0 | 60.0674 | -18.9509 | 0 | 0 | 0 | 0 | 31.1117 | 0 | 0 | 350 | 0 | 0
3 | 27 | 5 | 9 | 8.7 | 98 | 0 | 0 | 0 | 72.6921 | -10.2329 | 0 | 0 | 0 | 0 | 31.2286 | 0 | 0 | 350 | 0 | 0
3 | 27 | 6 | 9 | 8.6 | 97 | 0 | 0 | 0 | 84.5081 | -0.6127 | 80.4919 | 0 | 0 | 0 | 31.338 | 0 | 0 | 350 | 0 | 0
3 | 27 | 7 | 9.3 | 8.3 | 93 | 7 | 0 | 7 | 96.143 | 8.6371 | 68.857 | 25.3629 | 0 | 6.4016 | 31.4458 | 6.4016 | 30.4206 | 350 | 30.4206 | 0
3 | 27 | 8 | 9.5 | 8.3 | 92 | 93 | 36 | 84 | 108.2441 | 17.8649 | 56.7559 | 16.1351 | 19.6596 | 76.8196 | 31.5578 | 76.8196 | 365.0466 | 350 | 350 | 15.0466
3 | 27 | 9 | 9.2 | 5.2 | 76 | 304 | 367 | 159 | 121.5005 | 26.4663 | 43.4995 | 7.5337 | 268.8622 | 145.4085 | 31.6806 | 145.4085 | 690.9811 | 350 | 350 | 340.9811
3 | 27 | 10 | 8.2 | -1.2 | 51 | 482 | 607 | 165 | 136.6076 | 33.8443 | 28.3924 | 0.15573 | 528.2694 | 150.8956 | 31.8204 | 679.165 | 3227.3919 | 600 | 600 | 2627.3919
3 | 27 | 11 | 8.1 | -1.7 | 49 | 596 | 810 | 98 | 154.0333 | 39.2646 | 10.9667 | 5.2646 | 769.2881 | 89.6228 | 31.9818 | 858.911 | 4081.5449 | 600 | 600 | 3481.5449
3 | 27 | 12 | 8.2 | -3 | 44 | 667 | 844 | 101 | 173.4922 | 41.9416 | 8.4922 | 7.9416 | 814.8721 | 92.3664 | 32.162 | 907.2385 | 4311.1971 | 600 | 600 | 3711.1971
3 | 27 | 13 | 8.1 | -3.5 | 42 | 664 | 710 | 180 | 193.5739 | 41.3712 | 28.5739 | 7.3712 | 650.6939 | 164.6134 | 32.3479 | 815.3072 | 3874.34 | 600 | 600 | 3274.34
3 | 27 | 14 | 7.9 | -2.7 | 46 | 638 | 831 | 99 | 212.4357 | 37.6701 | 47.4357 | 3.6701 | 669.8155 | 90.5374 | 32.5226 | 760.3529 | 3613.1969 | 600 | 600 | 3013.1969
3 | 27 | 15 | 7.7 | -1.6 | 51 | 546 | 770 | 105 | 229.0454 | 31.4893 | 64.0454 | 2.5107 | 494.135 | 96.0245 | 32.6763 | 96.0245 | 456.3083 | 600 | 456.3083 | 0
3 | 27 | 16 | 6.9 | -2.4 | 50 | 407 | 655 | 105 | 243.4482 | 23.6235 | 78.4482 | 10.3765 | 284.8017 | 96.0245 | 32.8097 | 96.0245 | 456.3083 | 900 | 456.3083 | 0
3 | 27 | 17 | 7.2 | -8.7 | 29 | 241 | 405 | 112 | 256.2366 | 14.7578 | 0 | 19.2422 | 80.8031 | 102.4261 | 32.9281 | 102.4261 | 486.7288 | 900 | 486.7288 | 0
3 | 27 | 18 | 6.7 | -7.7 | 32 | 78 | 81 | 66 | 268.1169 | 5.4703 | 0 | 28.5297 | 0 | 60.3582 | 33.0381 | 60.3582 | 286.8224 | 900 | 286.8224 | 0
3 | 27 | 19 | 6.3 | -7.9 | 33 | 5 | 0 | 5 | 279.762 | -4.0478 | 0 | 0 | 0 | 4.5726 | 33.1459 | 4.5726 | 21.729 | 900 | 21.729 | 0
3 | 27 | 20 | 5.9 | -5.9 | 40 | 0 | 0 | 0 | 291.8084 | -13.2147 | 0 | 0 | 0 | 0 | 33.2575 | 0 | 0 | 800 | 0 | 0
3 | 27 | 21 | 5.4 | -4.6 | 46 | 0 | 0 | 0 | 304.8738 | -21.56 | 0 | 0 | 0 | 0 | 33.3785 | 0 | 0 | 700 | 0 | 0
3 | 27 | 22 | 5 | -5.2 | 45 | 0 | 0 | 0 | 319.5114 | -28.5832 | 0 | 0 | 0 | 0 | 33.514 | 0 | 0 | 600 | 0 | 0
3 | 27 | 23 | 4.5 | -2.6 | 58 | 0 | 0 | 0 | 336.0133 | -33.6396 | 0 | 0 | 0 | 0 | 33.6668 | 0 | 0 | 500 | 0 | 0
3 | 27 | 24 | 3.7 | -3.3 | 58 | 0 | 0 | 0 | 354.0579 | -36.0813 | 0 | 0 | 0 | 0 | 33.8339 | 0 | 0 | 400 | 0 | 0
3 | 28 | 1 | 3.8 | -3.5 | 57 | 0 | 0 | 0 | 12.5463 | -35.5165 | 0 | 0 | 0 | 0 | 30.6717 | 0 | 0 | 350 | 0 | 0
3 | 28 | 2 | 3.8 | -3.2 | 58 | 0 | 0 | 0 | 30.1086 | -32.04 | 0 | 0 | 0 | 0 | 30.8343 | 0 | 0 | 350 | 0 | 0
3 | 28 | 3 | 4.4 | -3.1 | 56 | 0 | 0 | 0 | 45.9137 | -26.1722 | 0 | 0 | 0 | 0 | 30.9807 | 0 | 0 | 350 | 0 | 0
3 | 28 | 4 | 5.8 | -2.9 | 52 | 0 | 0 | 0 | 59.9075 | -18.5824 | 0 | 0 | 0 | 0 | 31.1103 | 0 | 0 | 350 | 0 | 0
3 | 28 | 5 | 5.8 | -6.1 | 40 | 0 | 0 | 0 | 72.5131 | -9.8749 | 0 | 0 | 0 | 0 | 31.227 | 0 | 0 | 350 | 0 | 0
3 | 28 | 6 | 4.7 | -2.3 | 59 | 0 | 0 | 0 | 84.3202 | -0.062431 | 80.6798 | 0 | 0 | 0 | 31.3363 | 0 | 0 | 350 | 0 | 0
3 | 28 | 7 | 3.9 | 1.1 | 82 | 8 | 0 | 8 | 95.9531 | 8.9843 | 69.0469 | 25.0157 | 0 | 7.3162 | 31.444 | 7.3162 | 34.7663 | 350 | 34.7663 | 0
3 | 28 | 8 | 4.1 | 1.8 | 85 | 48 | 0 | 48 | 108.06 | 18.2212 | 56.94 | 15.7788 | 0 | 43.8969 | 31.5561 | 43.8969 | 208.5981 | 350 | 208.5981 | 0
3 | 28 | 9 | 5 | 0.3 | 72 | 99 | 0 | 99 | 121.3351 | 26.8351 | 43.6649 | 7.1649 | 0 | 90.5374 | 31.679 | 90.5374 | 430.2335 | 350 | 350 | 80.2335
3 | 28 | 10 | 4.9 | 2.2 | 83 | 146 | 0 | 146 | 136.4841 | 34.2283 | 28.5159 | 0.22832 | 0 | 133.5197 | 31.8193 | 133.5197 | 634.4858 | 600 | 600 | 34.4858
3 | 28 | 11 | 5.4 | 3 | 84 | 181 | 0 | 181 | 153.9867 | 39.6605 | 11.0133 | 5.6605 | 0 | 165.5279 | 31.9814 | 165.5279 | 786.5886 | 600 | 600 | 186.5886
3 | 28 | 12 | 6.3 | 4.9 | 91 | 202 | 1 | 201 | 173.556 | 42.3362 | 8.556 | 8.3362 | 0.9671 | 183.8183 | 32.1626 | 184.7854 | 878.1001 | 600 | 600 | 278.1001
3 | 28 | 13 | 7.3 | 6.9 | 97 | 205 | 1 | 204 | 193.7516 | 41.7457 | 28.7516 | 7.7457 | 0.91777 | 186.5618 | 32.3496 | 187.4796 | 890.9031 | 600 | 600 | 290.9031
3 | 28 | 14 | 8.9 | 8.5 | 97 | 192 | 1 | 191 | 212.6941 | 38.0111 | 47.6941 | 4.0111 | 0.80708 | 174.6731 | 32.5249 | 175.4802 | 833.8818 | 600 | 600 | 233.8818
3 | 28 | 15 | 9.5 | 9.3 | 99 | 163 | 0 | 163 | 229.3431 | 31.7953 | 64.3431 | 2.2047 | 0 | 149.0666 | 32.6791 | 149.0666 | 708.3643 | 600 | 600 | 108.3643
3 | 28 | 16 | 9.6 | 9.4 | 99 | 121 | 0 | 121 | 243.7581 | 23.9015 | 78.7581 | 10.0985 | 0 | 110.6568 | 32.8126 | 110.6568 | 525.841 | 900 | 525.841 | 0
3 | 28 | 17 | 9.8 | 9.6 | 99 | 72 | 0 | 72 | 256.5468 | 15.0177 | 0 | 18.9823 | 0 | 65.8454 | 32.931 | 65.8454 | 312.8971 | 900 | 312.8971 | 0
3 | 28 | 18 | 9.8 | 9.4 | 97 | 24 | 0 | 24 | 268.4238 | 5.7189 | 0 | 28.2811 | 0 | 21.9485 | 33.041 | 21.9485 | 104.299 | 900 | 104.299 | 0
3 | 28 | 19 | 9.9 | 9.1 | 95 | 2 | 0 | 2 | 280.0653 | -3.7848 | 0 | 0 | 0 | 1.829 | 33.1488 | 1.829 | 8.6916 | 900 | 8.6916 | 0
3 | 28 | 20 | 9.9 | 8.7 | 92 | 0 | 0 | 0 | 292.1065 | -12.9429 | 0 | 0 | 0 | 0 | 33.2602 | 0 | 0 | 800 | 0 | 0
3 | 28 | 21 | 9.7 | 8.5 | 92 | 0 | 0 | 0 | 305.1605 | -21.2655 | 0 | 0 | 0 | 0 | 33.3811 | 0 | 0 | 700 | 0 | 0
3 | 28 | 22 | 9.7 | 7.8 | 88 | 0 | 0 | 0 | 319.7717 | -28.2583 | 0 | 0 | 0 | 0 | 33.5164 | 0 | 0 | 600 | 0 | 0
3 | 28 | 23 | 9.6 | 7.5 | 87 | 0 | 0 | 0 | 336.2206 | -33.2819 | 0 | 0 | 0 | 0 | 33.6687 | 0 | 0 | 500 | 0 | 0
3 | 28 | 24 | 9.5 | 7.4 | 87 | 0 | 0 | 0 | 354.182 | -35.6969 | 0 | 0 | 0 | 0 | 33.835 | 0 | 0 | 400 | 0 | 0
3 | 29 | 1 | 9.3 | 7.6 | 89 | 0 | 0 | 0 | 12.5719 | -35.1198 | 0 | 0 | 0 | 0 | 30.672 | 0 | 0 | 350 | 0 | 0
3 | 29 | 2 | 6.6 | 5.2 | 91 | 0 | 0 | 0 | 30.0468 | -31.6462 | 0 | 0 | 0 | 0 | 30.8338 | 0 | 0 | 350 | 0 | 0
3 | 29 | 3 | 5.9 | 3.4 | 84 | 0 | 0 | 0 | 45.791 | -25.7906 | 0 | 0 | 0 | 0 | 30.9795 | 0 | 0 | 350 | 0 | 0
3 | 29 | 4 | 5.2 | 1.4 | 76 | 0 | 0 | 0 | 59.7487 | -18.2148 | 0 | 0 | 0 | 0 | 31.1088 | 0 | 0 | 350 | 0 | 0
3 | 29 | 5 | 4.9 | -0.1 | 70 | 0 | 0 | 0 | 72.3349 | -9.5176 | 0 | 0 | 0 | 0 | 31.2253 | 0 | 0 | 350 | 0 | 0
3 | 29 | 6 | 4.6 | -1.1 | 66 | 0 | 0 | 0 | 84.1327 | 0.26375 | 80.8673 | 33.7363 | 0 | 0 | 31.3346 | 0 | 0 | 350 | 0 | 0
3 | 29 | 7 | 4.9 | -2.7 | 56 | 17 | 0 | 17 | 95.7634 | 9.3307 | 69.2366 | 24.6693 | 0 | 15.5468 | 31.4423 | 15.5468 | 73.8785 | 350 | 73.8785 | 0
3 | 29 | 8 | 5.1 | -3.5 | 52 | 162 | 186 | 115 | 107.8757 | 18.5764 | 57.1243 | 15.4236 | 102.6405 | 105.1697 | 31.5544 | 105.1697 | 499.7662 | 350 | 350 | 149.7662
3 | 29 | 9 | 5.4 | -3.5 | 51 | 328 | 421 | 157 | 121.1691 | 27.2028 | 43.8309 | 6.7972 | 310.5987 | 143.5794 | 31.6775 | 143.5794 | 682.2895 | 350 | 350 | 332.2895
3 | 29 | 10 | 5 | -1.9 | 60 | 495 | 646 | 151 | 136.3597 | 34.6112 | 28.6403 | 0.61123 | 565.1315 | 138.0923 | 31.8181 | 703.2238 | 3341.7195 | 600 | 600 | 2741.7195
3 | 29 | 11 | 5.9 | -3.5 | 49 | 616 | 755 | 143 | 153.9396 | 40.0552 | 11.0604 | 6.0552 | 719.9504 | 130.7762 | 31.9809 | 850.7266 | 4042.6527 | 600 | 600 | 3442.6527
3 | 29 | 12 | 6.1 | -3.6 | 48 | 686 | 870 | 94 | 173.6204 | 42.7298 | 8.6204 | 8.7298 | 842.7325 | 85.9648 | 32.1632 | 928.6973 | 4413.1696 | 600 | 600 | 3813.1696
3 | 29 | 13 | 6.7 | -2.7 | 50 | 699 | 872 | 96 | 193.9309 | 42.119 | 28.9309 | 8.119 | 801.3964 | 87.7938 | 32.3512 | 889.1902 | 4225.432 | 600 | 600 | 3625.432
3 | 29 | 14 | 6.9 | -2 | 52 | 655 | 853 | 94 | 212.9541 | 38.3506 | 47.9541 | 4.3506 | 689.3035 | 85.9648 | 32.5274 | 775.2683 | 3684.0747 | 600 | 600 | 3084.0747
3 | 29 | 15 | 6.9 | -2.3 | 51 | 558 | 807 | 89 | 229.6418 | 32.0998 | 64.6418 | 1.9002 | 519.2429 | 81.3922 | 32.6819 | 81.3922 | 386.7756 | 600 | 386.7756 | 0
3 | 29 | 16 | 6.9 | -2 | 52 | 416 | 663 | 106 | 244.0684 | 24.1782 | 79.0684 | 9.8218 | 289.2633 | 96.939 | 32.8154 | 96.939 | 460.6541 | 900 | 460.6541 | 0
3 | 29 | 17 | 6.6 | -2.1 | 53 | 248 | 402 | 116 | 256.8568 | 15.2766 | 0 | 18.7234 | 80.7839 | 106.0842 | 32.9339 | 106.0842 | 504.112 | 900 | 504.112 | 0
3 | 29 | 18 | 6.1 | -2.1 | 55 | 85 | 89 | 70 | 268.7302 | 5.9671 | 0 | 28.0329 | 0 | 64.0163 | 33.0438 | 64.0163 | 304.2055 | 900 | 304.2055 | 0
3 | 29 | 19 | 5 | -0.9 | 65 | 6 | 0 | 6 | 280.3675 | -3.5216 | 0 | 0 | 0 | 5.4871 | 33.1516 | 5.4871 | 26.0748 | 900 | 26.0748 | 0
3 | 29 | 20 | 4.1 | -0.9 | 69 | 0 | 0 | 0 | 292.4031 | -12.6714 | 0 | 0 | 0 | 0 | 33.263 | 0 | 0 | 800 | 0 | 0
3 | 29 | 21 | 3.2 | -0.6 | 76 | 0 | 0 | 0 | 305.4453 | -20.9713 | 0 | 0 | 0 | 0 | 33.3838 | 0 | 0 | 700 | 0 | 0
3 | 29 | 22 | 3.6 | -1.1 | 71 | 0 | 0 | 0 | 320.0295 | -27.9337 | 0 | 0 | 0 | 0 | 33.5188 | 0 | 0 | 600 | 0 | 0
3 | 29 | 23 | 3.3 | -3.1 | 61 | 0 | 0 | 0 | 336.4255 | -32.9247 | 0 | 0 | 0 | 0 | 33.6706 | 0 | 0 | 500 | 0 | 0
3 | 29 | 24 | 3.5 | -2.2 | 65 | 0 | 0 | 0 | 354.3044 | -35.3135 | 0 | 0 | 0 | 0 | 33.8362 | 0 | 0 | 400 | 0 | 0
3 | 30 | 1 | 3.9 | -2.3 | 63 | 0 | 0 | 0 | 12.597 | -34.7241 | 0 | 0 | 0 | 0 | 30.6722 | 0 | 0 | 350 | 0 | 0
3 | 30 | 2 | 3.4 | -2.3 | 65 | 0 | 0 | 0 | 29.9856 | -31.2536 | 0 | 0 | 0 | 0 | 30.8332 | 0 | 0 | 350 | 0 | 0
3 | 30 | 3 | 3.4 | -2 | 66 | 0 | 0 | 0 | 45.6693 | -25.4099 | 0 | 0 | 0 | 0 | 30.9784 | 0 | 0 | 350 | 0 | 0
3 | 30 | 4 | 3 | -1.8 | 69 | 0 | 0 | 0 | 59.5909 | -17.848 | 0 | 0 | 0 | 0 | 31.1073 | 0 | 0 | 350 | 0 | 0
3 | 30 | 5 | 3.7 | -1.9 | 66 | 0 | 0 | 0 | 72.1575 | -9.1613 | 0 | 0 | 0 | 0 | 31.2237 | 0 | 0 | 350 | 0 | 0
3 | 30 | 6 | 3.2 | -1.9 | 68 | 0 | 0 | 0 | 83.9457 | 0.56064 | 81.0543 | 33.4394 | 0 | 0 | 31.3328 | 0 | 0 | 350 | 0 | 0
3 | 30 | 7 | 4.9 | -1.4 | 63 | 31 | 3 | 31 | 95.5737 | 9.6761 | 69.4263 | 24.3239 | 0.99916 | 28.3501 | 31.4405 | 28.3501 | 134.7196 | 350 | 134.7196 | 0
3 | 30 | 8 | 6.4 | -1.4 | 57 | 157 | 200 | 105 | 107.691 | 18.9304 | 57.309 | 15.0696 | 110.9289 | 96.0245 | 31.5527 | 96.0245 | 456.3083 | 350 | 350 | 106.3083
3 | 30 | 9 | 7.1 | -2.4 | 50 | 346 | 493 | 143 | 121.0023 | 27.5692 | 43.9977 | 6.4308 | 364.96 | 130.7762 | 31.6759 | 130.7762 | 621.4484 | 350 | 350 | 271.4484
3 | 30 | 10 | 7.7 | -1.6 | 51 | 502 | 651 | 152 | 136.2345 | 34.9929 | 28.7655 | 0.99287 | 570.9296 | 139.0069 | 31.817 | 709.9365 | 3373.6182 | 600 | 600 | 2773.6182
3 | 30 | 11 | 8.2 | -1.2 | 51 | 621 | 751 | 146 | 153.8919 | 40.4488 | 11.1081 | 6.4488 | 717.5198 | 133.5197 | 31.9805 | 851.0395 | 4044.1398 | 600 | 600 | 3444.1398
3 | 30 | 12 | 8.9 | -1.2 | 49 | 690 | 864 | 97 | 173.6852 | 43.1222 | 8.6852 | 9.1222 | 838.2245 | 88.7083 | 32.1638 | 926.9328 | 4404.7848 | 600 | 600 | 3804.7848
3 | 30 | 13 | 9.4 | -0.8 | 49 | 703 | 867 | 99 | 194.1116 | 42.4909 | 29.1116 | 8.4909 | 797.8511 | 90.5374 | 32.3529 | 888.3885 | 4221.622 | 600 | 600 | 3621.622
3 | 30 | 14 | 9.8 | -0.5 | 48 | 659 | 850 | 96 | 213.2156 | 38.6887 | 48.2156 | 4.6887 | 687.7022 | 87.7938 | 32.5298 | 775.496 | 3685.1569 | 600 | 600 | 3085.1569
3 | 30 | 15 | 10 | -0.2 | 49 | 561 | 803 | 91 | 229.9415 | 32.4028 | 64.9415 | 1.5972 | 517.3097 | 83.2212 | 32.6846 | 83.2212 | 395.4672 | 600 | 395.4672 | 0
3 | 30 | 16 | 9.8 | 0.1 | 51 | 420 | 661 | 107 | 244.379 | 24.4535 | 79.379 | 9.5465 | 288.8599 | 97.8535 | 32.8183 | 97.8535 | 464.9999 | 900 | 464.9999 | 0
3 | 30 | 17 | 9.8 | 0.8 | 53 | 251 | 403 | 118 | 257.1666 | 15.5344 | 0 | 18.4656 | 81.2697 | 107.9132 | 32.9367 | 107.9132 | 512.8036 | 900 | 512.8036 | 0
3 | 30 | 18 | 8.6 | 1.6 | 61 | 87 | 117 | 67 | 269.0358 | 6.2148 | 0 | 27.7852 | 0 | 61.2728 | 33.0466 | 61.2728 | 291.1681 | 900 | 291.1681 | 0
3 | 30 | 19 | 6.9 | 2.8 | 75 | 7 | 0 | 7 | 280.6685 | -3.258 | 0 | 0 | 0 | 6.4016 | 33.1543 | 6.4016 | 30.4206 | 900 | 30.4206 | 0
3 | 30 | 20 | 5.8 | 2.6 | 80 | 0 | 0 | 0 | 292.6981 | -12.4003 | 0 | 0 | 0 | 0 | 33.2657 | 0 | 0 | 800 | 0 | 0
3 | 30 | 21 | 6.5 | 3.4 | 81 | 0 | 0 | 0 | 305.728 | -20.6774 | 0 | 0 | 0 | 0 | 33.3864 | 0 | 0 | 700 | 0 | 0
3 | 30 | 22 | 6.2 | 3.1 | 81 | 0 | 0 | 0 | 320.2849 | -27.6096 | 0 | 0 | 0 | 0 | 33.5212 | 0 | 0 | 600 | 0 | 0
3 | 30 | 23 | 7.3 | 4.6 | 83 | 0 | 0 | 0 | 336.628 | -32.5683 | 0 | 0 | 0 | 0 | 33.6725 | 0 | 0 | 500 | 0 | 0
3 | 30 | 24 | 7.3 | 4.6 | 83 | 0 | 0 | 0 | 354.4251 | -34.931 | 0 | 0 | 0 | 0 | 33.8373 | 0 | 0 | 400 | 0 | 0
3 | 31 | 1 | 7.4 | 4.4 | 81 | 0 | 0 | 0 | 12.6216 | -34.3297 | 0 | 0 | 0 | 0 | 30.6724 | 0 | 0 | 350 | 0 | 0
3 | 31 | 2 | 7.6 | 4.9 | 83 | 0 | 0 | 0 | 29.9249 | -30.8621 | 0 | 0 | 0 | 0 | 30.8326 | 0 | 0 | 350 | 0 | 0
3 | 31 | 3 | 7.8 | 4.9 | 82 | 0 | 0 | 0 | 45.5486 | -25.0304 | 0 | 0 | 0 | 0 | 30.9773 | 0 | 0 | 350 | 0 | 0
3 | 31 | 4 | 7.7 | 5.7 | 87 | 0 | 0 | 0 | 59.434 | -17.4824 | 0 | 0 | 0 | 0 | 31.1059 | 0 | 0 | 350 | 0 | 0
3 | 31 | 5 | 7.9 | 5.9 | 87 | 0 | 0 | 0 | 71.9809 | -8.8059 | 0 | 0 | 0 | 0 | 31.222 | 0 | 0 | 350 | 0 | 0
3 | 31 | 6 | 8.4 | 6.5 | 88 | 0 | 0 | 0 | 83.7592 | 0.86325 | 81.2408 | 33.1368 | 0 | 0 | 31.3311 | 0 | 0 | 350 | 0 | 0
3 | 31 | 7 | 8.5 | 6.6 | 88 | 10 | 0 | 10 | 95.3841 | 10.0205 | 69.6159 | 23.9795 | 0 | 9.1452 | 31.4387 | 9.1452 | 43.4579 | 350 | 43.4579 | 0
3 | 31 | 8 | 8.6 | 6.4 | 86 | 53 | 0 | 53 | 107.5059 | 19.283 | 57.4941 | 14.717 | 0 | 48.4695 | 31.551 | 48.4695 | 230.327 | 350 | 230.327 | 0
3 | 31 | 9 | 8.8 | 6.4 | 85 | 104 | 0 | 104 | 120.8348 | 27.9341 | 44.1652 | 6.0659 | 0 | 95.11 | 31.6744 | 95.11 | 451.9625 | 350 | 350 | 101.9625
3 | 31 | 10 | 8.5 | 6.8 | 89 | 151 | 0 | 151 | 136.1082 | 35.3731 | 28.8918 | 1.3731 | 0 | 138.0923 | 31.8158 | 138.0923 | 656.2148 | 600 | 600 | 56.2148
3 | 31 | 11 | 9.1 | 7.9 | 92 | 186 | 0 | 185 | 153.8436 | 40.8411 | 11.1564 | 6.8411 | 0 | 169.186 | 31.98 | 169.186 | 803.9718 | 600 | 600 | 203.9718
3 | 31 | 12 | 9.3 | 8.1 | 92 | 206 | 1 | 205 | 173.7504 | 43.5133 | 8.7504 | 9.5133 | 0.97163 | 187.4764 | 32.1644 | 188.448 | 895.5048 | 600 | 600 | 295.5048
3 | 31 | 13 | 9.8 | 8.8 | 93 | 209 | 1 | 209 | 194.2936 | 42.8614 | 29.2936 | 8.8614 | 0.92141 | 191.1344 | 32.3546 | 192.0558 | 912.6493 | 600 | 600 | 312.6493
3 | 31 | 14 | 9.7 | 9.1 | 96 | 196 | 1 | 196 | 213.4785 | 39.0251 | 48.4785 | 5.0251 | 0.80999 | 179.2457 | 32.5322 | 180.0557 | 855.6246 | 600 | 600 | 255.6246
3 | 31 | 15 | 9.6 | 6 | 78 | 168 | 0 | 168 | 230.2421 | 32.7043 | 65.2421 | 1.2957 | 0 | 153.6392 | 32.6874 | 153.6392 | 730.0933 | 600 | 600 | 130.0933
3 | 31 | 16 | 9.6 | 9.2 | 97 | 126 | 0 | 126 | 244.6899 | 24.7275 | 79.6899 | 9.2725 | 0 | 115.2294 | 32.8212 | 115.2294 | 547.57 | 900 | 547.57 | 0
3 | 31 | 17 | 9.5 | 9.1 | 97 | 76 | 0 | 76 | 257.476 | 15.7911 | 0 | 18.2089 | 0 | 69.5034 | 32.9396 | 69.5034 | 330.2803 | 900 | 330.2803 | 0
3 | 31 | 18 | 9.5 | 9.3 | 99 | 27 | 0 | 27 | 269.3405 | 6.4619 | 0 | 27.5381 | 0 | 24.692 | 33.0494 | 24.692 | 117.3364 | 900 | 117.3364 | 0
3 | 31 | 19 | 9.5 | 9.5 | 100 | 2 | 0 | 2 | 280.9682 | -2.9938 | 0 | 0 | 0 | 1.829 | 33.1571 | 1.829 | 8.6916 | 900 | 8.6916 | 0
3 | 31 | 20 | 9.5 | 9.5 | 100 | 0 | 0 | 0 | 292.9913 | -12.1296 | 0 | 0 | 0 | 0 | 33.2684 | 0 | 0 | 800 | 0 | 0
3 | 31 | 21 | 9.5 | 9.5 | 100 | 0 | 0 | 0 | 306.0084 | -20.3838 | 0 | 0 | 0 | 0 | 33.389 | 0 | 0 | 700 | 0 | 0
3 | 31 | 22 | 9.5 | 9.4 | 99 | 0 | 0 | 0 | 320.5377 | -27.286 | 0 | 0 | 0 | 0 | 33.5235 | 0 | 0 | 600 | 0 | 0
3 | 31 | 23 | 9.5 | 9.1 | 97 | 0 | 0 | 0 | 336.828 | -32.2127 | 0 | 0 | 0 | 0 | 33.6743 | 0 | 0 | 500 | 0 | 0
3 | 31 | 24 | 9.7 | 8.8 | 95 | 0 | 0 | 0 | 354.5441 | -34.5497 | 0 | 0 | 0 | 0 | 33.8384 | 0 | 0 | 400 | 0 | 0
4 | 1 | 1 | 9.8 | 8.4 | 91 | 0 | 0 | 0 | 12.6456 | -33.9367 | 0 | 0 | 0 | 0 | 30.6726 | 0 | 0 | 350 | 0 | 0
4 | 1 | 2 | 9.9 | 8 | 88 | 0 | 0 | 0 | 29.8647 | -30.472 | 0 | 0 | 0 | 0 | 30.8321 | 0 | 0 | 350 | 0 | 0
4 | 1 | 3 | 9.9 | 7.6 | 85 | 0 | 0 | 0 | 45.4288 | -24.6522 | 0 | 0 | 0 | 0 | 30.9762 | 0 | 0 | 350 | 0 | 0
4 | 1 | 4 | 9.8 | 7.3 | 84 | 0 | 0 | 0 | 59.2782 | -17.1179 | 0 | 0 | 0 | 0 | 31.1044 | 0 | 0 | 350 | 0 | 0
4 | 1 | 5 | 9.7 | 7 | 83 | 0 | 0 | 0 | 71.805 | -8.4516 | 0 | 0 | 0 | 0 | 31.2204 | 0 | 0 | 350 | 0 | 0
4 | 1 | 6 | 9.6 | 6.8 | 83 | 0 | 0 | 0 | 83.573 | 1.1705 | 81.427 | 32.8295 | 0 | 0 | 31.3294 | 0 | 0 | 350 | 0 | 0
4 | 1 | 7 | 9.7 | 6.5 | 80 | 23 | 0 | 23 | 95.1945 | 10.3637 | 69.8055 | 23.6363 | 0 | 21.0339 | 31.437 | 21.0339 | 99.9532 | 350 | 99.9532 | 0
4 | 1 | 8 | 10.3 | 7.4 | 82 | 109 | 19 | 104 | 107.3205 | 19.6341 | 57.6795 | 14.3659 | 10.643 | 95.11 | 31.5493 | 95.11 | 451.9625 | 350 | 350 | 101.9625
4 | 1 | 9 | 11.4 | 7.7 | 78 | 213 | 72 | 182 | 120.6664 | 28.2975 | 44.3336 | 5.7025 | 53.6536 | 166.4424 | 31.6728 | 166.4424 | 790.9344 | 350 | 350 | 440.9344
4 | 1 | 10 | 11.9 | 8 | 77 | 306 | 77 | 264 | 135.9809 | 35.7518 | 29.0191 | 1.7518 | 67.8547 | 241.433 | 31.8146 | 309.2876 | 1469.7348 | 600 | 600 | 869.7348
4 | 1 | 11 | 12.5 | 8.3 | 76 | 377 | 127 | 295 | 153.7945 | 41.232 | 11.2055 | 7.232 | 121.7865 | 269.783 | 31.9796 | 391.5696 | 1860.7385 | 600 | 600 | 1260.7385
4 | 1 | 12 | 12.5 | 8.5 | 77 | 207 | 2 | 205 | 173.8158 | 43.903 | 8.8158 | 9.903 | 1.9461 | 187.4764 | 32.165 | 189.4224 | 900.1353 | 600 | 600 | 300.1353
4 | 1 | 13 | 12.4 | 9.8 | 84 | 425 | 140 | 326 | 194.4768 | 43.2304 | 29.4768 | 9.2304 | 129.1537 | 298.1331 | 32.3563 | 427.2869 | 2030.4672 | 600 | 600 | 1430.4672
4 | 1 | 14 | 11.6 | 8.8 | 83 | 399 | 129 | 312 | 213.7427 | 39.3599 | 48.7427 | 5.3599 | 104.6035 | 285.3299 | 32.5347 | 389.9334 | 1852.9634 | 600 | 600 | 1252.9634
4 | 1 | 15 | 12.8 | 9.7 | 81 | 340 | 121 | 268 | 230.5434 | 33.0041 | 65.5434 | 0.99591 | 78.1328 | 245.091 | 32.6902 | 323.2239 | 1535.9598 | 600 | 600 | 935.9598
4 | 1 | 16 | 11.6 | 8.5 | 81 | 256 | 69 | 223 | 245.0007 | 25 | 80.0007 | 9 | 30.2472 | 203.9377 | 32.8241 | 203.9377 | 969.1119 | 900 | 900 | 69.1119
4 | 1 | 17 | 11.8 | 7.9 | 77 | 77 | 0 | 77 | 257.7849 | 16.0466 | 0 | 17.9534 | 0 | 70.4179 | 32.9425 | 70.4179 | 334.6261 | 900 | 334.6261 | 0
4 | 1 | 18 | 11.1 | 8.2 | 82 | 56 | 0 | 56 | 269.6443 | 6.7085 | 0 | 27.2915 | 0 | 51.2131 | 33.0523 | 51.2131 | 243.3644 | 900 | 243.3644 | 0
4 | 1 | 19 | 10.7 | 8.1 | 84 | 5 | 0 | 5 | 281.2666 | -2.7289 | 0 | 0 | 0 | 4.5726 | 33.1599 | 4.5726 | 21.729 | 900 | 21.729 | 0
4 | 1 | 20 | 10.4 | 7.8 | 84 | 0 | 0 | 0 | 293.2827 | -11.8594 | 0 | 0 | 0 | 0 | 33.2711 | 0 | 0 | 800 | 0 | 0
4 | 1 | 21 | 10 | 8 | 87 | 0 | 0 | 0 | 306.2866 | -20.0907 | 0 | 0 | 0 | 0 | 33.3915 | 0 | 0 | 700 | 0 | 0
4 | 1 | 22 | 9.6 | 7.7 | 88 | 0 | 0 | 0 | 320.7879 | -26.963 | 0 | 0 | 0 | 0 | 33.5258 | 0 | 0 | 600 | 0 | 0
4 | 1 | 23 | 9.3 | 7.6 | 89 | 0 | 0 | 0 | 337.0255 | -31.8579 | 0 | 0 | 0 | 0 | 33.6762 | 0 | 0 | 500 | 0 | 0
4 | 1 | 24 | 9.1 | 7.6 | 90 | 0 | 0 | 0 | 354.6611 | -34.1696 | 0 | 0 | 0 | 0 | 33.8395 | 0 | 0 | 400 | 0 | 0
4 | 2 | 1 | 8.6 | 7.6 | 93 | 0 | 0 | 0 | 12.669 | -33.545 | 0 | 0 | 0 | 0 | 30.6729 | 0 | 0 | 350 | 0 | 0
4 | 2 | 2 | 8.6 | 8 | 96 | 0 | 0 | 0 | 29.8048 | -30.0833 | 0 | 0 | 0 | 0 | 30.8315 | 0 | 0 | 350 | 0 | 0
4 | 2 | 3 | 8.9 | 8 | 94 | 0 | 0 | 0 | 45.3098 | -24.2753 | 0 | 0 | 0 | 0 | 30.9751 | 0 | 0 | 350 | 0 | 0
4 | 2 | 4 | 8.8 | 8.2 | 96 | 0 | 0 | 0 | 59.1232 | -16.7548 | 0 | 0 | 0 | 0 | 31.103 | 0 | 0 | 350 | 0 | 0
4 | 2 | 5 | 8.6 | 8 | 96 | 0 | 0 | 0 | 71.6298 | -8.0986 | 0 | 0 | 0 | 0 | 31.2188 | 0 | 0 | 350 | 0 | 0
4 | 2 | 6 | 8.6 | 7.8 | 95 | 1 | 0 | 1 | 83.3873 | 1.4816 | 81.6127 | 32.5184 | 0 | 0.91452 | 31.3277 | 0.91452 | 4.3458 | 350 | 4.3458 | 0
4 | 2 | 7 | 8.2 | 7.6 | 96 | 37 | 6 | 36 | 95.005 | 10.7054 | 69.995 | 23.2946 | 2.0518 | 32.9227 | 31.4352 | 32.9227 | 156.4486 | 350 | 156.4486 | 0
4 | 2 | 8 | 9.4 | 8.1 | 92 | 113 | 12 | 109 | 107.1346 | 19.9836 | 57.8654 | 14.0164 | 6.7543 | 99.6825 | 31.5475 | 99.6825 | 473.6915 | 350 | 350 | 123.6915
4 | 2 | 9 | 10.2 | 8.4 | 89 | 216 | 72 | 185 | 120.4973 | 28.6592 | 44.5027 | 5.3408 | 53.8251 | 169.186 | 31.6713 | 169.186 | 803.9718 | 350 | 350 | 453.9718
4 | 2 | 10 | 11.8 | 8.8 | 82 | 407 | 260 | 263 | 135.8525 | 36.1289 | 29.1475 | 2.1289 | 229.6491 | 240.5184 | 31.8134 | 470.1676 | 2234.2364 | 600 | 600 | 1634.2364
4 | 2 | 11 | 11.5 | 8.9 | 84 | 380 | 115 | 306 | 153.7447 | 41.6213 | 11.2553 | 7.6213 | 110.4731 | 279.8427 | 31.9791 | 390.3159 | 1854.781 | 600 | 600 | 1254.781
4 | 2 | 12 | 12.6 | 9 | 79 | 554 | 329 | 323 | 173.8814 | 44.2912 | 8.8814 | 10.2912 | 320.5751 | 295.3896 | 32.1656 | 615.9647 | 2927.0643 | 600 | 600 | 2327.0643
4 | 2 | 13 | 13.1 | 9.4 | 78 | 563 | 374 | 298 | 194.6611 | 43.5978 | 29.6611 | 9.5978 | 345.4264 | 272.5266 | 32.358 | 617.953 | 2936.5128 | 600 | 600 | 2336.5128
4 | 2 | 14 | 13.8 | 9.3 | 74 | 402 | 117 | 323 | 214.0081 | 39.693 | 49.0081 | 5.693 | 94.9726 | 295.3896 | 32.5371 | 390.3622 | 1855.0012 | 600 | 600 | 1255.0012
4 | 2 | 15 | 14.3 | 9.9 | 75 | 546 | 566 | 207 | 230.8453 | 33.3022 | 65.8453 | 0.69776 | 365.8821 | 189.3054 | 32.693 | 555.1875 | 2638.2509 | 600 | 600 | 2038.2509
4 | 2 | 16 | 13.5 | 9.2 | 75 | 258 | 96 | 212 | 245.3115 | 25.2711 | 80.3115 | 8.7289 | 42.1458 | 193.878 | 32.827 | 193.878 | 921.3082 | 900 | 900 | 21.3082
4 | 2 | 17 | 13.5 | 10 | 79 | 157 | 22 | 149 | 258.0931 | 16.3011 | 0 | 17.6989 | 4.4822 | 136.2633 | 32.9453 | 136.2633 | 647.5232 | 900 | 647.5232 | 0
4 | 2 | 18 | 12.7 | 11 | 89 | 58 | 0 | 58 | 269.947 | 6.9543 | 0 | 27.0457 | 0 | 53.0421 | 33.0551 | 53.0421 | 252.056 | 900 | 252.056 | 0
4 | 2 | 19 | 11.6 | 10.4 | 92 | 7 | 0 | 7 | 281.5634 | -2.4628 | 0 | 0 | 0 | 6.4016 | 33.1626 | 6.4016 | 30.4206 | 900 | 30.4206 | 0
4 | 2 | 20 | 11.5 | 10.5 | 94 | 0 | 0 | 0 | 293.5721 | -11.5896 | 0 | 0 | 0 | 0 | 33.2738 | 0 | 0 | 800 | 0 | 0
4 | 2 | 21 | 10.8 | 9.8 | 94 | 0 | 0 | 0 | 306.5624 | -19.7981 | 0 | 0 | 0 | 0 | 33.3941 | 0 | 0 | 700 | 0 | 0
4 | 2 | 22 | 11.6 | 10.2 | 91 | 0 | 0 | 0 | 321.0354 | -26.6406 | 0 | 0 | 0 | 0 | 33.5281 | 0 | 0 | 600 | 0 | 0
4 | 2 | 23 | 11.3 | 9.5 | 89 | 0 | 0 | 0 | 337.2202 | -31.5041 | 0 | 0 | 0 | 0 | 33.678 | 0 | 0 | 500 | 0 | 0
4 | 2 | 24 | 10.6 | 9.4 | 92 | 0 | 0 | 0 | 354.7763 | -33.7908 | 0 | 0 | 0 | 0 | 33.8405 | 0 | 0 | 400 | 0 | 0
4 | 3 | 1 | 10.2 | 8.8 | 91 | 0 | 0 | 0 | 12.6917 | -33.1549 | 0 | 0 | 0 | 0 | 30.6731 | 0 | 0 | 350 | 0 | 0
4 | 3 | 2 | 10.4 | 9.4 | 94 | 0 | 0 | 0 | 29.7452 | -29.6962 | 0 | 0 | 0 | 0 | 30.831 | 0 | 0 | 350 | 0 | 0
4 | 3 | 3 | 10.5 | 9.3 | 92 | 0 | 0 | 0 | 45.1917 | -23.9 | 0 | 0 | 0 | 0 | 30.974 | 0 | 0 | 350 | 0 | 0
4 | 3 | 4 | 10.2 | 9.2 | 94 | 0 | 0 | 0 | 58.9691 | -16.3931 | 0 | 0 | 0 | 0 | 31.1016 | 0 | 0 | 350 | 0 | 0
4 | 3 | 5 | 9.8 | 9 | 95 | 0 | 0 | 0 | 71.4553 | -7.747 | 0 | 0 | 0 | 0 | 31.2172 | 0 | 0 | 350 | 0 | 0
4 | 3 | 6 | 9.2 | 8.6 | 96 | 1 | 0 | 1 | 83.202 | 1.7955 | 81.798 | 32.2045 | 0 | 0.91452 | 31.3259 | 0.91452 | 4.3458 | 350 | 4.3458 | 0
4 | 3 | 7 | 10.9 | 8.9 | 87 | 40 | 12 | 39 | 94.8154 | 11.0457 | 70.1846 | 22.9543 | 4.1386 | 35.6662 | 31.4335 | 35.6662 | 169.4859 | 350 | 169.4859 | 0
4 | 3 | 8 | 11 | 9 | 87 | 152 | 119 | 119 | 106.9484 | 20.3314 | 58.0516 | 13.6686 | 67.2961 | 108.8277 | 31.5458 | 108.8277 | 517.1494 | 350 | 350 | 167.1494
4 | 3 | 9 | 11.6 | 8.8 | 83 | 220 | 78 | 186 | 120.3272 | 29.0191 | 44.6728 | 4.9809 | 58.4926 | 170.1005 | 31.6697 | 170.1005 | 808.3175 | 350 | 350 | 458.3175
4 | 3 | 10 | 11.2 | 8.4 | 83 | 314 | 77 | 270 | 135.723 | 36.5042 | 29.277 | 2.5042 | 68.1643 | 246.9201 | 31.8122 | 315.0844 | 1497.281 | 600 | 600 | 897.281
4 | 3 | 11 | 13.4 | 9.1 | 75 | 384 | 127 | 301 | 153.6939 | 42.009 | 11.3061 | 8.009 | 122.2083 | 275.2702 | 31.9786 | 397.4785 | 1888.8178 | 600 | 600 | 1288.8178
4 | 3 | 12 | 14.1 | 9.4 | 73 | 329 | 16 | 317 | 173.9471 | 44.6779 | 8.9471 | 10.6779 | 15.6112 | 289.9025 | 32.1662 | 305.5137 | 1451.8009 | 600 | 600 | 851.8009
4 | 3 | 13 | 14.9 | 9.7 | 71 | 214 | 6 | 210 | 194.8464 | 43.9635 | 29.8464 | 9.9635 | 5.5478 | 192.0489 | 32.3597 | 197.5967 | 938.9796 | 600 | 600 | 338.9796
4 | 3 | 14 | 14.2 | 9.6 | 74 | 200 | 1 | 200 | 214.2745 | 40.0243 | 49.2745 | 6.0243 | 0.81255 | 182.9038 | 32.5396 | 183.7163 | 873.0199 | 600 | 600 | 273.0199
4 | 3 | 15 | 15 | 9.2 | 68 | 346 | 131 | 267 | 231.1476 | 33.5987 | 66.1476 | 0.40131 | 84.7722 | 244.1765 | 32.6958 | 328.9487 | 1563.1643 | 600 | 600 | 963.1643
4 | 3 | 16 | 16.2 | 8.8 | 61 | 261 | 69 | 227 | 245.6221 | 25.5407 | 80.6221 | 8.4593 | 30.3362 | 207.5958 | 32.8298 | 207.5958 | 986.4951 | 900 | 900 | 86.4951
4 | 3 | 17 | 13.5 | 9.7 | 78 | 79 | 0 | 79 | 258.4006 | 16.5543 | 0 | 17.4457 | 0 | 72.247 | 32.9482 | 72.247 | 343.3177 | 900 | 343.3177 | 0
4 | 3 | 18 | 10.9 | 9.7 | 92 | 30 | 0 | 30 | 270.2485 | 7.1995 | 0 | 26.8005 | 0 | 27.4356 | 33.0579 | 27.4356 | 130.3738 | 900 | 130.3738 | 0
4 | 3 | 19 | 10.5 | 9.7 | 95 | 8 | 0 | 8 | 281.8586 | -2.1949 | 0 | 0 | 0 | 7.3162 | 33.1654 | 7.3162 | 34.7663 | 900 | 34.7663 | 0
4 | 3 | 20 | 9.9 | 8.4 | 90 | 0 | 0 | 0 | 293.8595 | -11.3203 | 0 | 0 | 0 | 0 | 33.2765 | 0 | 0 | 800 | 0 | 0
4 | 3 | 21 | 9.9 | 8.3 | 90 | 0 | 0 | 0 | 306.8356 | -19.506 | 0 | 0 | 0 | 0 | 33.3966 | 0 | 0 | 700 | 0 | 0
4 | 3 | 22 | 9.9 | 8.5 | 91 | 0 | 0 | 0 | 321.28 | -26.3189 | 0 | 0 | 0 | 0 | 33.5304 | 0 | 0 | 600 | 0 | 0
4 | 3 | 23 | 9.8 | 8.4 | 91 | 0 | 0 | 0 | 337.4122 | -31.1513 | 0 | 0 | 0 | 0 | 33.6797 | 0 | 0 | 500 | 0 | 0
4 | 3 | 24 | 9.3 | 8.2 | 93 | 0 | 0 | 0 | 354.8895 | -33.4135 | 0 | 0 | 0 | 0 | 33.8416 | 0 | 0 | 400 | 0 | 0
4 | 4 | 1 | 8.6 | 8.2 | 97 | 0 | 0 | 0 | 12.7135 | -32.7664 | 0 | 0 | 0 | 0 | 30.6733 | 0 | 0 | 350 | 0 | 0
4 | 4 | 2 | 7.9 | 7.7 | 99 | 0 | 0 | 0 | 29.6858 | -29.3108 | 0 | 0 | 0 | 0 | 30.8304 | 0 | 0 | 350 | 0 | 0
4 | 4 | 3 | 8.9 | 7.8 | 93 | 0 | 0 | 0 | 45.0743 | -23.5263 | 0 | 0 | 0 | 0 | 30.9729 | 0 | 0 | 350 | 0 | 0
4 | 4 | 4 | 8.1 | 7.7 | 97 | 0 | 0 | 0 | 58.8158 | -16.033 | 0 | 0 | 0 | 0 | 31.1001 | 0 | 0 | 350 | 0 | 0
4 | 4 | 5 | 8.5 | 8.1 | 97 | 0 | 0 | 0 | 71.2815 | -7.3968 | 0 | 0 | 0 | 0 | 31.2156 | 0 | 0 | 350 | 0 | 0
4 | 4 | 6 | 8.2 | 8.2 | 100 | 1 | 0 | 1 | 83.017 | 2.1115 | 81.983 | 31.8885 | 0 | 0.91452 | 31.3242 | 0.91452 | 4.3458 | 350 | 4.3458 | 0
4 | 4 | 7 | 8.3 | 8.3 | 100 | 15 | 0 | 15 | 94.6259 | 11.3843 | 70.3741 | 22.6157 | 0 | 13.7178 | 31.4317 | 13.7178 | 65.1869 | 350 | 65.1869 | 0
4 | 4 | 8 | 9.1 | 9.1 | 100 | 119 | 29 | 111 | 106.7617 | 20.6772 | 58.2383 | 13.3228 | 16.4757 | 101.5116 | 31.5441 | 101.5116 | 482.3831 | 350 | 350 | 132.3831
4 | 4 | 9 | 9.9 | 9.5 | 97 | 111 | 0 | 111 | 120.1563 | 29.3771 | 44.8437 | 4.6229 | 0 | 101.5116 | 31.6681 | 101.5116 | 482.3831 | 350 | 350 | 132.3831
4 | 4 | 10 | 11.9 | 10 | 88 | 316 | 107 | 256 | 135.5922 | 36.8776 | 29.4078 | 2.8776 | 94.9286 | 234.1168 | 31.811 | 329.0455 | 1563.624 | 600 | 600 | 963.624
4 | 4 | 11 | 13.3 | 9.4 | 77 | 387 | 127 | 304 | 153.6421 | 42.3949 | 11.3579 | 8.3949 | 122.4093 | 278.0137 | 31.9782 | 400.423 | 1902.81 | 600 | 600 | 1302.81
4 | 4 | 12 | 13 | 10.3 | 84 | 427 | 130 | 335 | 174.0128 | 45.0628 | 9.0128 | 11.0628 | 127.0047 | 306.3638 | 32.1668 | 433.3685 | 2059.3671 | 600 | 600 | 1459.3671
4 | 4 | 13 | 13 | 9.5 | 79 | 215 | 3 | 213 | 195.0326 | 44.3274 | 30.0326 | 10.3274 | 2.7768 | 194.7925 | 32.3614 | 197.5693 | 938.8495 | 600 | 600 | 338.8495
4 | 4 | 14 | 12.4 | 9 | 80 | 202 | 1 | 201 | 214.5418 | 40.3538 | 49.5418 | 6.3538 | 0.81332 | 183.8183 | 32.5421 | 184.6316 | 877.3694 | 600 | 600 | 277.3694
4 | 4 | 15 | 11.1 | 9.5 | 90 | 173 | 0 | 173 | 231.4502 | 33.8934 | 66.4502 | 0.10663 | 0 | 158.2118 | 32.6986 | 158.2118 | 751.8222 | 600 | 600 | 151.8222
4 | 4 | 16 | 10.5 | 9.1 | 91 | 131 | 0 | 131 | 245.9323 | 25.8088 | 80.9323 | 8.1912 | 0 | 119.802 | 32.8327 | 119.802 | 569.2989 | 900 | 569.2989 | 0
4 | 4 | 17 | 10 | 9 | 93 | 80 | 0 | 80 | 258.7072 | 16.8063 | 0 | 17.1937 | 0 | 73.1615 | 32.951 | 73.1615 | 347.6635 | 900 | 347.6635 | 0
4 | 4 | 18 | 10.1 | 9.1 | 93 | 62 | 0 | 62 | 270.5486 | 7.4439 | 0 | 26.5561 | 0 | 56.7002 | 33.0606 | 56.7002 | 269.4392 | 900 | 269.4392 | 0
4 | 4 | 19 | 10 | 8.7 | 92 | 6 | 0 | 6 | 282.152 | -1.9245 | 0 | 0 | 0 | 5.4871 | 33.1681 | 5.4871 | 26.0748 | 900 | 26.0748 | 0
4 | 4 | 20 | 9.5 | 8.7 | 95 | 0 | 0 | 0 | 294.1447 | -11.0517 | 0 | 0 | 0 | 0 | 33.2791 | 0 | 0 | 800 | 0 | 0
4 | 4 | 21 | 9.3 | 8.7 | 96 | 0 | 0 | 0 | 307.1063 | -19.2146 | 0 | 0 | 0 | 0 | 33.3991 | 0 | 0 | 700 | 0 | 0
4 | 4 | 22 | 9.3 | 8.9 | 97 | 0 | 0 | 0 | 321.5218 | -25.998 | 0 | 0 | 0 | 0 | 33.5326 | 0 | 0 | 600 | 0 | 0
4 | 4 | 23 | 9.5 | 9.1 | 97 | 0 | 0 | 0 | 337.6015 | -30.7997 | 0 | 0 | 0 | 0 | 33.6815 | 0 | 0 | 500 | 0 | 0
4 | 4 | 24 | 9.1 | 8.5 | 96 | 0 | 0 | 0 | 355.0006 | -33.0376 | 0 | 0 | 0 | 0 | 33.8426 | 0 | 0 | 400 | 0 | 0
4 | 5 | 1 | 8.2 | 7.8 | 97 | 0 | 0 | 0 | 12.7345 | -32.3797 | 0 | 0 | 0 | 0 | 30.6735 | 0 | 0 | 350 | 0 | 0
4 | 5 | 2 | 8.5 | 7.2 | 92 | 0 | 0 | 0 | 29.6267 | -28.9272 | 0 | 0 | 0 | 0 | 30.8299 | 0 | 0 | 350 | 0 | 0
4 | 5 | 3 | 8.3 | 7.9 | 97 | 0 | 0 | 0 | 44.9576 | -23.1543 | 0 | 0 | 0 | 0 | 30.9718 | 0 | 0 | 350 | 0 | 0
4 | 5 | 4 | 7.8 | 7.4 | 97 | 0 | 0 | 0 | 58.6633 | -15.6747 | 0 | 0 | 0 | 0 | 31.0987 | 0 | 0 | 350 | 0 | 0
4 | 5 | 5 | 7.8 | 7.2 | 96 | 0 | 0 | 0 | 71.1083 | -7.0482 | 0 | 0 | 0 | 0 | 31.214 | 0 | 0 | 350 | 0 | 0
4 | 5 | 6 | 8 | 7.4 | 96 | 1 | 0 | 1 | 82.8324 | 2.4289 | 82.1676 | 31.5711 | 0 | 0.91452 | 31.3225 | 0.91452 | 4.3458 | 350 | 4.3458 | 0
4 | 5 | 7 | 8.3 | 7.6 | 95 | 32 | 0 | 32 | 94.4363 | 11.721 | 70.5637 | 22.279 | 0 | 29.2646 | 31.43 | 29.2646 | 139.0654 | 350 | 139.0654 | 0
4 | 5 | 8 | 8.4 | 8 | 97 | 123 | 23 | 116 | 106.5746 | 21.0211 | 58.4254 | 12.9789 | 13.126 | 106.0842 | 31.5424 | 106.0842 | 504.112 | 350 | 350 | 154.112
4 | 5 | 9 | 8.9 | 8.3 | 96 | 227 | 75 | 194 | 119.9844 | 29.7329 | 45.0156 | 4.2671 | 56.582 | 177.4166 | 31.6665 | 177.4166 | 843.0839 | 350 | 350 | 493.0839
4 | 5 | 10 | 8.9 | 8.5 | 97 | 321 | 78 | 276 | 135.4602 | 37.2489 | 29.5398 | 3.2489 | 69.347 | 252.4072 | 31.8098 | 321.7542 | 1528.9758 | 600 | 600 | 928.9758
4 | 5 | 11 | 10.7 | 8.8 | 88 | 391 | 127 | 306 | 153.5893 | 42.7789 | 11.4107 | 8.7789 | 122.6036 | 279.8427 | 31.9777 | 402.4463 | 1912.4248 | 600 | 600 | 1312.4248
4 | 5 | 12 | 11.6 | 8.2 | 80 | 432 | 131 | 338 | 174.0783 | 45.446 | 9.0783 | 11.446 | 128.1401 | 309.1073 | 32.1674 | 437.2474 | 2077.7997 | 600 | 600 | 1477.7997
4 | 5 | 13 | 12.4 | 7.9 | 74 | 439 | 132 | 343 | 195.2196 | 44.6895 | 30.2196 | 10.6895 | 122.3051 | 313.6799 | 32.3631 | 435.985 | 2071.8008 | 600 | 600 | 1471.8008
4 | 5 | 14 | 7.8 | 7.1 | 95 | 412 | 131 | 322 | 214.8099 | 40.6813 | 49.8099 | 6.6813 | 106.6429 | 294.475 | 32.5445 | 401.1179 | 1906.1123 | 600 | 600 | 1306.1123
4 | 5 | 15 | 7.7 | 7.5 | 99 | 352 | 124 | 277 | 231.753 | 34.1863 | 66.753 | 0.18626 | 80.4015 | 253.3217 | 32.7014 | 333.7232 | 1585.8528 | 600 | 600 | 985.8528
4 | 5 | 16 | 9.7 | 7.8 | 88 | 436 | 502 | 186 | 246.242 | 26.0753 | 81.242 | 7.9247 | 221.3231 | 170.1005 | 32.8356 | 170.1005 | 808.3175 | 900 | 808.3175 | 0
4 | 5 | 17 | 10.3 | 7.1 | 81 | 269 | 431 | 116 | 259.0127 | 17.0571 | 0 | 16.9429 | 88.6856 | 106.0842 | 32.9538 | 106.0842 | 504.112 | 900 | 504.112 | 0
4 | 5 | 18 | 8.5 | 6.4 | 87 | 105 | 141 | 77 | 270.8473 | 7.6876 | 0 | 26.3124 | 0 | 70.4179 | 33.0634 | 70.4179 | 334.6261 | 900 | 334.6261 | 0
4 | 5 | 19 | 7.7 | 6.6 | 93 | 11 | 0 | 11 | 282.4436 | -1.6501 | 0 | 0 | 0 | 10.0597 | 33.1708 | 10.0597 | 47.8037 | 900 | 47.8037 | 0
4 | 5 | 20 | 7.8 | 6.9 | 94 | 0 | 0 | 0 | 294.4276 | -10.7836 | 0 | 0 | 0 | 0 | 33.2817 | 0 | 0 | 800 | 0 | 0
4 | 5 | 21 | 7.8 | 6.5 | 91 | 0 | 0 | 0 | 307.3743 | -18.9238 | 0 | 0 | 0 | 0 | 33.4016 | 0 | 0 | 700 | 0 | 0
4 | 5 | 22 | 7.6 | 6 | 90 | 0 | 0 | 0 | 321.7605 | -25.678 | 0 | 0 | 0 | 0 | 33.5348 | 0 | 0 | 600 | 0 | 0
4 | 5 | 23 | 7.5 | 6.6 | 94 | 0 | 0 | 0 | 337.7879 | -30.4492 | 0 | 0 | 0 | 0 | 33.6832 | 0 | 0 | 500 | 0 | 0
4 | 5 | 24 | 7 | 6.4 | 96 | 0 | 0 | 0 | 355.1097 | -32.6633 | 0 | 0 | 0 | 0 | 33.8436 | 0 | 0 | 400 | 0 | 0
4 | 6 | 1 | 7 | 7 | 100 | 0 | 0 | 0 | 12.7546 | -31.9948 | 0 | 0 | 0 | 0 | 30.6737 | 0 | 0 | 350 | 0 | 0
4 | 6 | 2 | 7.1 | 7.1 | 100 | 0 | 0 | 0 | 29.5676 | -28.5455 | 0 | 0 | 0 | 0 | 30.8293 | 0 | 0 | 350 | 0 | 0
4 | 6 | 3 | 7 | 7 | 100 | 0 | 0 | 0 | 44.8415 | -22.7843 | 0 | 0 | 0 | 0 | 30.9708 | 0 | 0 | 350 | 0 | 0
4 | 6 | 4 | 6.7 | 6.7 | 100 | 0 | 0 | 0 | 58.5115 | -15.3182 | 0 | 0 | 0 | 0 | 31.0973 | 0 | 0 | 350 | 0 | 0
4 | 6 | 5 | 6.8 | 6.8 | 100 | 0 | 0 | 0 | 70.9357 | -6.7012 | 0 | 0 | 0 | 0 | 31.2124 | 0 | 0 | 350 | 0 | 0
4 | 6 | 6 | 6.5 | 6.5 | 100 | 1 | 0 | 1 | 82.6481 | 2.7471 | 82.3519 | 31.2529 | 0 | 0.91452 | 31.3208 | 0.91452 | 4.3458 | 350 | 4.3458 | 0
4 | 6 | 7 | 7.3 | 7.3 | 100 | 34 | 0 | 34 | 94.2468 | 12.0559 | 70.7532 | 21.9441 | 0 | 31.0936 | 31.4282 | 31.0936 | 147.757 | 350 | 147.757 | 0
4 | 6 | 8 | 7.9 | 7.9 | 100 | 126 | 24 | 119 | 106.387 | 21.3628 | 58.613 | 12.6372 | 13.7573 | 108.8277 | 31.5406 | 108.8277 | 517.1494 | 350 | 350 | 167.1494
4 | 6 | 9 | 9 | 8.6 | 97 | 231 | 75 | 197 | 119.8116 | 30.0866 | 45.1884 | 3.9134 | 56.7459 | 180.1602 | 31.6649 | 180.1602 | 856.1213 | 350 | 350 | 506.1213
4 | 6 | 10 | 9.3 | 8.4 | 94 | 427 | 290 | 260 | 135.3268 | 37.6182 | 29.6732 | 3.6182 | 258.3584 | 237.7749 | 31.8086 | 496.1333 | 2357.6254 | 600 | 600 | 1757.6254
4 | 6 | 11 | 10.3 | 8.6 | 89 | 644 | 644 | 214 | 153.5353 | 43.161 | 11.4647 | 9.161 | 622.6576 | 195.707 | 31.9772 | 818.3646 | 3888.8687 | 600 | 600 | 3288.8687
4 | 6 | 12 | 10.7 | 7.7 | 82 | 711 | 802 | 133 | 174.1436 | 45.8273 | 9.1436 | 11.8273 | 785.4215 | 121.631 | 32.168 | 907.0525 | 4310.3136 | 600 | 600 | 3710.3136
4 | 6 | 13 | 10.4 | 8.1 | 86 | 721 | 804 | 135 | 195.4071 | 45.0497 | 30.4071 | 11.0497 | 745.6709 | 123.46 | 32.3649 | 869.1309 | 4130.11 | 600 | 600 | 3530.11
4 | 6 | 14 | 10.5 | 7.6 | 82 | 660 | 706 | 170 | 215.0786 | 41.0069 | 50.0786 | 7.0069 | 575.2317 | 155.4682 | 32.547 | 730.6999 | 3472.2859 | 600 | 600 | 2872.2859
4 | 6 | 15 | 10.6 | 6.5 | 76 | 587 | 776 | 110 | 232.0558 | 34.4773 | 67.0558 | 0.47731 | 503.6269 | 100.5971 | 32.7042 | 604.2239 | 2871.2721 | 600 | 600 | 2271.2721
4 | 6 | 16 | 10.2 | 5.9 | 75 | 446 | 662 | 114 | 246.5512 | 26.3403 | 81.5512 | 7.6597 | 292.2564 | 104.2551 | 32.8384 | 104.2551 | 495.4204 | 900 | 495.4204 | 0
4 | 6 | 17 | 9.8 | 6.1 | 78 | 276 | 451 | 114 | 259.3172 | 17.3066 | 0 | 16.6934 | 93.1033 | 104.2551 | 32.9566 | 104.2551 | 495.4204 | 900 | 495.4204 | 0
4 | 6 | 18 | 9.1 | 6.5 | 84 | 108 | 146 | 79 | 271.1445 | 7.9304 | 0 | 26.0696 | 0 | 72.247 | 33.0662 | 72.247 | 343.3177 | 900 | 343.3177 | 0
4 | 6 | 19 | 8 | 5.8 | 86 | 12 | 0 | 12 | 282.7333 | -1.3696 | 0 | 0 | 0 | 10.9742 | 33.1735 | 10.9742 | 52.1495 | 900 | 52.1495 | 0
4 | 6 | 20 | 7.7 | 5.7 | 87 | 0 | 0 | 0 | 294.7082 | -10.5162 | 0 | 0 | 0 | 0 | 33.2843 | 0 | 0 | 800 | 0 | 0
4 | 6 | 21 | 7.7 | 5.5 | 86 | 0 | 0 | 0 | 307.6395 | -18.6337 | 0 | 0 | 0 | 0 | 33.4041 | 0 | 0 | 700 | 0 | 0
4 | 6 | 22 | 7.8 | 5.6 | 86 | 0 | 0 | 0 | 321.9963 | -25.3588 | 0 | 0 | 0 | 0 | 33.537 | 0 | 0 | 600 | 0 | 0
4 | 6 | 23 | 8.1 | 6 | 87 | 0 | 0 | 0 | 337.9714 | -30.1001 | 0 | 0 | 0 | 0 | 33.6849 | 0 | 0 | 500 | 0 | 0
4 | 6 | 24 | 8.1 | 6.5 | 90 | 0 | 0 | 0 | 355.2166 | -32.2907 | 0 | 0 | 0 | 0 | 33.8446 | 0 | 0 | 400 | 0 | 0
4 | 7 | 1 | 7.9 | 7 | 94 | 0 | 0 | 0 | 12.7738 | -31.6119 | 0 | 0 | 0 | 0 | 30.6738 | 0 | 0 | 350 | 0 | 0
4 | 7 | 2 | 7.8 | 7.6 | 99 | 0 | 0 | 0 | 29.5086 | -28.1658 | 0 | 0 | 0 | 0 | 30.8288 | 0 | 0 | 350 | 0 | 0
4 | 7 | 3 | 7.6 | 7.6 | 100 | 0 | 0 | 0 | 44.726 | -22.4162 | 0 | 0 | 0 | 0 | 30.9697 | 0 | 0 | 350 | 0 | 0
4 | 7 | 4 | 7.6 | 7.6 | 100 | 0 | 0 | 0 | 58.3605 | -14.9636 | 0 | 0 | 0 | 0 | 31.0959 | 0 | 0 | 350 | 0 | 0
4 | 7 | 5 | 7.9 | 7.5 | 97 | 0 | 0 | 0 | 70.7637 | -6.3561 | 0 | 0 | 0 | 0 | 31.2108 | 0 | 0 | 350 | 0 | 0
4 | 7 | 6 | 8.1 | 7.5 | 96 | 1 | 0 | 1 | 82.4641 | 3.0654 | 82.5359 | 30.9346 | 0 | 0.91452 | 31.3191 | 0.91452 | 4.3458 | 350 | 4.3458 | 0
4 | 7 | 7 | 8.6 | 8.2 | 97 | 18 | 0 | 18 | 94.0572 | 12.3886 | 70.9428 | 21.6114 | 0 | 16.4613 | 31.4265 | 16.4613 | 78.2243 | 350 | 78.2243 | 0
4 | 7 | 8 | 8.9 | 8.7 | 99 | 64 | 0 | 64 | 106.1989 | 21.7022 | 58.8011 | 12.2978 | 0 | 58.5292 | 31.5389 | 58.5292 | 278.1308 | 350 | 278.1308 | 0
4 | 7 | 9 | 9.2 | 8.6 | 96 | 234 | 88 | 194 | 119.6378 | 30.4379 | 45.3622 | 3.5621 | 66.7696 | 177.4166 | 31.6633 | 177.4166 | 843.0839 | 350 | 350 | 493.0839
4 | 7 | 10 | 9.9 | 9.3 | 96 | 540 | 396 | 310 | 135.1921 | 37.9851 | 29.8079 | 3.9851 | 353.4953 | 283.5008 | 31.8073 | 636.9961 | 3027.0057 | 600 | 600 | 2427.0057
4 | 7 | 11 | 11.7 | 8.9 | 83 | 655 | 771 | 137 | 153.4801 | 43.5409 | 11.5199 | 9.5409 | 746.5474 | 125.2891 | 31.9767 | 871.8365 | 4142.9668 | 600 | 600 | 3542.9668
4 | 7 | 12 | 11.2 | 7.7 | 79 | 438 | 141 | 336 | 174.2085 | 46.2066 | 9.2085 | 12.2066 | 138.2421 | 307.2783 | 32.1686 | 445.5204 | 2117.1128 | 600 | 600 | 1517.1128
4 | 7 | 13 | 11.7 | 10 | 89 | 664 | 520 | 283 | 195.5952 | 45.4079 | 30.5952 | 11.4079 | 482.7195 | 258.8088 | 32.3666 | 741.5284 | 3523.7428 | 600 | 600 | 2923.7428
4 | 7 | 14 | 11.3 | 8.2 | 81 | 548 | 327 | 320 | 215.3478 | 41.3305 | 50.3478 | 7.3305 | 266.6522 | 292.646 | 32.5495 | 559.2982 | 2657.7852 | 600 | 600 | 2057.7852
4 | 7 | 15 | 11.6 | 8.3 | 80 | 470 | 352 | 252 | 232.3585 | 34.7665 | 67.3585 | 0.76648 | 228.6536 | 230.4587 | 32.707 | 459.1124 | 2181.702 | 600 | 600 | 1581.702
4 | 7 | 16 | 10.8 | 7.5 | 80 | 272 | 99 | 222 | 246.8595 | 26.6036 | 81.8595 | 7.3964 | 43.7634 | 203.0232 | 32.8413 | 203.0232 | 964.7661 | 900 | 900 | 64.7661
4 | 7 | 17 | 10.4 | 8 | 85 | 169 | 46 | 153 | 259.6204 | 17.5549 | 0 | 16.4451 | 9.5269 | 139.9214 | 32.9594 | 139.9214 | 664.9064 | 900 | 664.9064 | 0
4 | 7 | 18 | 9.9 | 6.9 | 82 | 111 | 150 | 81 | 271.44 | 8.1724 | 0 | 25.8276 | 0 | 74.076 | 33.0689 | 74.076 | 352.0093 | 900 | 352.0093 | 0
4 | 7 | 19 | 9.6 | 6.1 | 79 | 11 | 0 | 11 | 283.0209 | -1.0792 | 0 | 0 | 0 | 10.0597 | 33.1761 | 10.0597 | 47.8037 | 900 | 47.8037 | 0
4 | 7 | 20 | 9.4 | 5.7 | 78 | 0 | 0 | 0 | 294.9863 | -10.2495 | 0 | 0 | 0 | 0 | 33.2869 | 0 | 0 | 800 | 0 | 0
4 | 7 | 21 | 9.2 | 5.2 | 76 | 0 | 0 | 0 | 307.9019 | -18.3443 | 0 | 0 | 0 | 0 | 33.4065 | 0 | 0 | 700 | 0 | 0
4 | 7 | 22 | 9.3 | 5.3 | 76 | 0 | 0 | 0 | 322.2289 | -25.0407 | 0 | 0 | 0 | 0 | 33.5392 | 0 | 0 | 600 | 0 | 0
4 | 7 | 23 | 8.9 | 5.5 | 79 | 0 | 0 | 0 | 338.1519 | -29.7523 | 0 | 0 | 0 | 0 | 33.6866 | 0 | 0 | 500 | 0 | 0
4 | 7 | 24 | 8.8 | 6 | 83 | 0 | 0 | 0 | 355.3213 | -31.9199 | 0 | 0 | 0 | 0 | 33.8456 | 0 | 0 | 400 | 0 | 0
4 | 8 | 1 | 8.5 | 6 | 84 | 0 | 0 | 0 | 12.7918 | -31.231 | 0 | 0 | 0 | 0 | 30.674 | 0 | 0 | 350 | 0 | 0
4 | 8 | 2 | 8.3 | 6.6 | 89 | 0 | 0 | 0 | 29.4496 | -27.7883 | 0 | 0 | 0 | 0 | 30.8282 | 0 | 0 | 350 | 0 | 0
4 | 8 | 3 | 8.4 | 6.1 | 85 | 0 | 0 | 0 | 44.6111 | -22.0502 | 0 | 0 | 0 | 0 | 30.9686 | 0 | 0 | 350 | 0 | 0
4 | 8 | 4 | 8.2 | 6.4 | 88 | 0 | 0 | 0 | 58.2101 | -14.6112 | 0 | 0 | 0 | 0 | 31.0945 | 0 | 0 | 350 | 0 | 0
4 | 8 | 5 | 7.8 | 6.7 | 93 | 0 | 0 | 0 | 70.5923 | -6.0128 | 0 | 0 | 0 | 0 | 31.2092 | 0 | 0 | 350 | 0 | 0
4 | 8 | 6 | 8.1 | 6.8 | 91 | 2 | 0 | 2 | 82.2805 | 3.3835 | 82.7195 | 30.6165 | 0 | 1.829 | 31.3174 | 1.829 | 8.6916 | 350 | 8.6916 | 0
4 | 8 | 7 | 8.1 | 6.8 | 91 | 58 | 43 | 52 | 93.8676 | 12.7191 | 71.1324 | 21.2809 | 15.4338 | 47.555 | 31.4247 | 47.555 | 225.9813 | 350 | 225.9813 | 0
4 | 8 | 8 | 8.8 | 7.3 | 90 | 175 | 112 | 140 | 106.0103 | 22.0393 | 58.9897 | 11.9607 | 64.7506 | 128.0326 | 31.5371 | 128.0326 | 608.4111 | 350 | 350 | 258.4111
4 | 8 | 9 | 9.5 | 7.2 | 86 | 380 | 429 | 182 | 119.463 | 30.7868 | 45.537 | 3.2132 | 326.395 | 166.4424 | 31.6617 | 166.4424 | 790.9344 | 350 | 350 | 440.9344
4 | 8 | 10 | 9.2 | 7.5 | 89 | 528 | 651 | 147 | 135.0559 | 38.3497 | 29.9441 | 4.3497 | 582.2448 | 134.4343 | 31.8061 | 716.679 | 3405.6588 | 600 | 600 | 2805.6588
4 | 8 | 11 | 10.9 | 7.4 | 79 | 663 | 740 | 162 | 153.4235 | 43.9186 | 11.5765 | 9.9186 | 717.5463 | 148.152 | 31.9761 | 865.6984 | 4113.7986 | 600 | 600 | 3513.7986
4 | 8 | 12 | 11.2 | 7.5 | 78 | 728 | 825 | 126 | 174.2729 | 46.5838 | 9.2729 | 12.5838 | 809.7404 | 115.2294 | 32.1692 | 924.9698 | 4395.4565 | 600 | 600 | 3795.4565
4 | 8 | 13 | 11.2 | 7.9 | 80 | 739 | 831 | 126 | 195.7837 | 45.764 | 30.7837 | 11.764 | 772.0994 | 115.2294 | 32.3684 | 887.3288 | 4216.5865 | 600 | 600 | 3616.5865
4 | 8 | 14 | 11 | 7.7 | 80 | 692 | 812 | 122 | 215.6173 | 41.652 | 50.6173 | 7.652 | 662.6666 | 111.5713 | 32.552 | 774.2378 | 3679.1782 | 600 | 600 | 3079.1782
4 | 8 | 15 | 10.9 | 7.1 | 77 | 595 | 772 | 113 | 232.661 | 35.0537 | 67.661 | 1.0537 | 501.9096 | 103.3406 | 32.7098 | 605.2503 | 2876.1493 | 600 | 600 | 2276.1493
4 | 8 | 16 | 10.5 | 7.6 | 82 | 454 | 662 | 116 | 247.1671 | 26.8653 | 82.1671 | 7.1347 | 293.0159 | 106.0842 | 32.8441 | 106.0842 | 504.112 | 900 | 504.112 | 0
4 | 8 | 17 | 9.8 | 7.5 | 86 | 284 | 455 | 117 | 259.9222 | 17.8018 | 0 | 16.1982 | 94.5373 | 106.9987 | 32.9622 | 106.9987 | 508.4578 | 900 | 508.4578 | 0
4 | 8 | 18 | 9.1 | 7.4 | 89 | 116 | 160 | 83 | 271.7337 | 8.4134 | 0 | 25.5866 | 0 | 75.9051 | 33.0716 | 75.9051 | 360.7008 | 900 | 360.7008 | 0
4 | 8 | 19 | 8.1 | 7.2 | 94 | 13 | 0 | 13 | 283.3063 | -0.77148 | 0 | 0 | 0 | 11.8887 | 33.1788 | 11.8887 | 56.4953 | 900 | 56.4953 | 0
4 | 8 | 20 | 7.8 | 7.2 | 96 | 0 | 0 | 0 | 295.2618 | -9.9835 | 0 | 0 | 0 | 0 | 33.2895 | 0 | 0 | 800 | 0 | 0
4 | 8 | 21 | 7.7 | 7 | 95 | 0 | 0 | 0 | 308.1614 | -18.0558 | 0 | 0 | 0 | 0 | 33.4089 | 0 | 0 | 700 | 0 | 0
4 | 8 | 22 | 7.4 | 7.2 | 99 | 0 | 0 | 0 | 322.4584 | -24.7237 | 0 | 0 | 0 | 0 | 33.5413 | 0 | 0 | 600 | 0 | 0
4 | 8 | 23 | 7.4 | 7.2 | 99 | 0 | 0 | 0 | 338.3294 | -29.406 | 0 | 0 | 0 | 0 | 33.6882 | 0 | 0 | 500 | 0 | 0
4 | 8 | 24 | 7.3 | 7.3 | 100 | 0 | 0 | 0 | 355.4237 | -31.551 | 0 | 0 | 0 | 0 | 33.8465 | 0 | 0 | 400 | 0 | 0
4 | 9 | 1 | 7.1 | 7.1 | 100 | 0 | 0 | 0 | 12.8088 | -30.8523 | 0 | 0 | 0 | 0 | 30.6742 | 0 | 0 | 350 | 0 | 0
4 | 9 | 2 | 7.3 | 7.3 | 100 | 0 | 0 | 0 | 29.3905 | -27.413 | 0 | 0 | 0 | 0 | 30.8277 | 0 | 0 | 350 | 0 | 0
4 | 9 | 3 | 7.2 | 7.2 | 100 | 0 | 0 | 0 | 44.4967 | -21.6865 | 0 | 0 | 0 | 0 | 30.9676 | 0 | 0 | 350 | 0 | 0
4 | 9 | 4 | 7.1 | 7.1 | 100 | 0 | 0 | 0 | 58.0605 | -14.2609 | 0 | 0 | 0 | 0 | 31.0932 | 0 | 0 | 350 | 0 | 0
4 | 9 | 5 | 7.3 | 7.3 | 100 | 0 | 0 | 0 | 70.4214 | -5.6714 | 0 | 0 | 0 | 0 | 31.2076 | 0 | 0 | 350 | 0 | 0
4 | 9 | 6 | 7.4 | 7.4 | 100 | 4 | 0 | 4 | 82.0972 | 3.7008 | 82.9028 | 30.2992 | 0 | 3.6581 | 31.3157 | 3.6581 | 17.3832 | 350 | 17.3832 | 0
4 | 9 | 7 | 7.2 | 7.2 | 100 | 55 | 24 | 51 | 93.6779 | 13.0473 | 71.3221 | 20.9527 | 8.6788 | 46.6405 | 31.4229 | 46.6405 | 221.6355 | 350 | 221.6355 | 0
4 | 9 | 8 | 8.2 | 8 | 99 | 179 | 137 | 136 | 105.8213 | 22.3738 | 59.1787 | 11.6262 | 79.5302 | 124.3746 | 31.5354 | 124.3746 | 591.0279 | 350 | 350 | 241.0279
4 | 9 | 9 | 8.7 | 7.6 | 93 | 242 | 83 | 203 | 119.2872 | 31.1331 | 45.7128 | 2.8669 | 63.3171 | 185.6473 | 31.6601 | 185.6473 | 882.196 | 350 | 350 | 532.196
4 | 9 | 10 | 9.2 | 8.4 | 95 | 335 | 119 | 264 | 134.9183 | 38.7117 | 30.0817 | 4.7117 | 106.6301 | 241.433 | 31.8048 | 348.0631 | 1653.9959 | 600 | 600 | 1053.9959
4 | 9 | 11 | 10.2 | 8.1 | 87 | 405 | 128 | 317 | 153.3655 | 44.2939 | 11.6345 | 10.2939 | 124.2851 | 289.9025 | 31.9756 | 414.1876 | 1968.2195 | 600 | 600 | 1368.2195
4 | 9 | 12 | 10.5 | 8.5 | 87 | 444 | 131 | 348 | 174.3368 | 46.9588 | 9.3368 | 12.9588 | 128.71 | 318.2525 | 32.1698 | 446.9626 | 2123.9662 | 600 | 600 | 1523.9662
4 | 9 | 13 | 10.7 | 8.2 | 85 | 450 | 132 | 353 | 195.9725 | 46.1179 | 30.9725 | 12.1179 | 122.746 | 322.8251 | 32.3701 | 445.5712 | 2117.3542 | 600 | 600 | 1517.3542
4 | 9 | 14 | 10.8 | 8.4 | 85 | 556 | 327 | 325 | 215.8871 | 41.9714 | 50.8871 | 7.9714 | 267.0614 | 297.2186 | 32.5545 | 564.28 | 2681.4587 | 600 | 600 | 2081.4587
4 | 9 | 15 | 11.1 | 8.5 | 84 | 544 | 510 | 223 | 232.9631 | 35.339 | 67.9631 | 1.339 | 331.8459 | 203.9377 | 32.7126 | 535.7836 | 2546.0437 | 600 | 600 | 1946.0437
4 | 9 | 16 | 10.7 | 8 | 83 | 415 | 468 | 174 | 247.4735 | 27.1253 | 82.4735 | 6.8747 | 207.4079 | 159.1263 | 32.847 | 159.1263 | 756.168 | 900 | 756.168 | 0
4 | 9 | 17 | 9.8 | 7.7 | 87 | 285 | 402 | 136 | 260.2225 | 18.0473 | 0 | 15.9527 | 83.7939 | 124.3746 | 32.965 | 124.3746 | 591.0279 | 900 | 591.0279 | 0
4 | 9 | 18 | 9.2 | 7.9 | 92 | 119 | 203 | 76 | 272.0255 | 8.6535 | 0 | 25.3465 | 0 | 69.5034 | 33.0743 | 69.5034 | 330.2803 | 900 | 330.2803 | 0
4 | 9 | 19 | 8.1 | 7.3 | 95 | 14 | 0 | 14 | 283.5895 | -0.43025 | 0 | 0 | 0 | 12.8033 | 33.1814 | 12.8033 | 60.8411 | 900 | 60.8411 | 0
4 | 9 | 20 | 7.7 | 7.5 | 99 | 0 | 0 | 0 | 295.5347 | -9.7183 | 0 | 0 | 0 | 0 | 33.292 | 0 | 0 | 800 | 0 | 0
4 | 9 | 21 | 7.1 | 7.1 | 100 | 0 | 0 | 0 | 308.4178 | -17.7682 | 0 | 0 | 0 | 0 | 33.4113 | 0 | 0 | 700 | 0 | 0
4 | 9 | 22 | 7.1 | 7.1 | 100 | 0 | 0 | 0 | 322.6845 | -24.4078 | 0 | 0 | 0 | 0 | 33.5434 | 0 | 0 | 600 | 0 | 0
4 | 9 | 23 | 7.1 | 7.1 | 100 | 0 | 0 | 0 | 338.5038 | -29.0613 | 0 | 0 | 0 | 0 | 33.6898 | 0 | 0 | 500 | 0 | 0
4 | 9 | 24 | 7.1 | 7.1 | 100 | 0 | 0 | 0 | 355.5238 | -31.1841 | 0 | 0 | 0 | 0 | 33.8474 | 0 | 0 | 400 | 0 | 0
4 | 10 | 1 | 6.8 | 6.8 | 100 | 0 | 0 | 0 | 12.8247 | -30.4759 | 0 | 0 | 0 | 0 | 30.6743 | 0 | 0 | 350 | 0 | 0
4 | 10 | 2 | 6.5 | 6.5 | 100 | 0 | 0 | 0 | 29.3313 | -27.0401 | 0 | 0 | 0 | 0 | 30.8271 | 0 | 0 | 350 | 0 | 0
4 | 10 | 3 | 5.9 | 5.9 | 100 | 0 | 0 | 0 | 44.3828 | -21.3252 | 0 | 0 | 0 | 0 | 30.9665 | 0 | 0 | 350 | 0 | 0
4 | 10 | 4 | 6.3 | 6.3 | 100 | 0 | 0 | 0 | 57.9114 | -13.913 | 0 | 0 | 0 | 0 | 31.0918 | 0 | 0 | 350 | 0 | 0
4 | 10 | 5 | 5.7 | 5.5 | 99 | 0 | 0 | 0 | 70.2511 | -5.3321 | 0 | 0 | 0 | 0 | 31.206 | 0 | 0 | 350 | 0 | 0
4 | 10 | 6 | 5.8 | 5.1 | 95 | 4 | 0 | 4 | 81.9142 | 4.017 | 83.0858 | 29.983 | 0 | 3.6581 | 31.314 | 3.6581 | 17.3832 | 350 | 17.3832 | 0
4 | 10 | 7 | 7 | 6.1 | 94 | 70 | 75 | 59 | 93.4882 | 13.3731 | 71.5118 | 20.6269 | 27.32 | 53.9566 | 31.4212 | 53.9566 | 256.4018 | 350 | 256.4018 | 0
4 | 10 | 8 | 8.2 | 6.6 | 90 | 210 | 283 | 119 | 105.6318 | 22.7057 | 59.3682 | 11.2943 | 164.9451 | 108.8277 | 31.5336 | 108.8277 | 517.1494 | 350 | 350 | 167.1494
4 | 10 | 9 | 8.7 | 7.6 | 93 | 323 | 280 | 191 | 119.1103 | 31.4767 | 45.8897 | 2.5233 | 214.1531 | 174.6731 | 31.6584 | 174.6731 | 830.0465 | 350 | 350 | 480.0465
4 | 10 | 10 | 9.3 | 6 | 80 | 541 | 565 | 204 | 134.7792 | 39.0711 | 30.2208 | 5.0711 | 507.1801 | 186.5618 | 31.8035 | 693.742 | 3296.6618 | 600 | 600 | 2696.6618
4 | 10 | 11 | 9.6 | 5.9 | 78 | 613 | 566 | 224 | 153.306 | 44.6668 | 11.694 | 10.6668 | 550.2914 | 204.8522 | 31.9751 | 755.1436 | 3588.4425 | 600 | 600 | 2988.4425
4 | 10 | 12 | 10.3 | 6.4 | 77 | 714 | 684 | 209 | 174.4 | 47.3316 | 9.4 | 13.3316 | 672.7059 | 191.1344 | 32.1704 | 863.8403 | 4104.969 | 600 | 600 | 3504.969
4 | 10 | 13 | 10.9 | 6.7 | 75 | 749 | 806 | 148 | 196.1613 | 46.4696 | 31.1613 | 12.4696 | 750.0859 | 135.3488 | 32.3719 | 885.4347 | 4207.5855 | 600 | 600 | 3607.5855
4 | 10 | 14 | 9.8 | 5 | 72 | 680 | 717 | 172 | 216.1569 | 42.2885 | 51.1569 | 8.2885 | 585.9902 | 157.2972 | 32.557 | 743.2874 | 3532.1017 | 600 | 600 | 2932.1017
4 | 10 | 15 | 10.1 | 6 | 76 | 606 | 782 | 112 | 233.2647 | 35.6223 | 68.2647 | 1.6223 | 509.2337 | 102.4261 | 32.7154 | 611.6598 | 2906.6072 | 600 | 600 | 2306.6072
4 | 10 | 16 | 10 | 6.5 | 79 | 463 | 670 | 116 | 247.7789 | 27.3837 | 82.7789 | 6.6163 | 297.2969 | 106.0842 | 32.8498 | 106.0842 | 504.112 | 900 | 504.112 | 0
4 | 10 | 17 | 9.6 | 7.3 | 86 | 292 | 462 | 119 | 260.5212 | 18.2915 | 0 | 15.7085 | 96.6096 | 108.8277 | 32.9678 | 108.8277 | 517.1494 | 900 | 517.1494 | 0
4 | 10 | 18 | 8.8 | 6.7 | 87 | 123 | 211 | 77 | 272.3153 | 8.8927 | 0 | 25.1073 | 0 | 70.4179 | 33.077 | 70.4179 | 334.6261 | 900 | 334.6261 | 0
4 | 10 | 19 | 7.9 | 6.4 | 90 | 15 | 0 | 15 | 283.8703 | -0.011742 | 0 | 0 | 0 | 13.7178 | 33.184 | 13.7178 | 65.1869 | 900 | 65.1869 | 0
4 | 10 | 20 | 7.6 | 6.7 | 94 | 0 | 0 | 0 | 295.8049 | -9.454 | 0 | 0 | 0 | 0 | 33.2945 | 0 | 0 | 800 | 0 | 0
4 | 10 | 21 | 7.4 | 6.8 | 96 | 0 | 0 | 0 | 308.6711 | -17.4816 | 0 | 0 | 0 | 0 | 33.4136 | 0 | 0 | 700 | 0 | 0
4 | 10 | 22 | 7.4 | 7 | 97 | 0 | 0 | 0 | 322.9074 | -24.0931 | 0 | 0 | 0 | 0 | 33.5454 | 0 | 0 | 600 | 0 | 0
4 | 10 | 23 | 7.3 | 6.9 | 97 | 0 | 0 | 0 | 338.675 | -28.7182 | 0 | 0 | 0 | 0 | 33.6914 | 0 | 0 | 500 | 0 | 0
4 | 10 | 24 | 7.1 | 6.5 | 96 | 0 | 0 | 0 | 355.6216 | -30.8193 | 0 | 0 | 0 | 0 | 33.8483 | 0 | 0 | 400 | 0 | 0
4 | 11 | 1 | 7 | 6.1 | 94 | 0 | 0 | 0 | 12.8394 | -30.1019 | 0 | 0 | 0 | 0 | 30.6744 | 0 | 0 | 350 | 0 | 0
4 | 11 | 2 | 6.9 | 6 | 94 | 0 | 0 | 0 | 29.2719 | -26.6697 | 0 | 0 | 0 | 0 | 30.8266 | 0 | 0 | 350 | 0 | 0
4 | 11 | 3 | 7.1 | 6 | 93 | 0 | 0 | 0 | 44.2693 | -20.9663 | 0 | 0 | 0 | 0 | 30.9655 | 0 | 0 | 350 | 0 | 0
4 | 11 | 4 | 7.3 | 6.4 | 94 | 0 | 0 | 0 | 57.763 | -13.5675 | 0 | 0 | 0 | 0 | 31.0904 | 0 | 0 | 350 | 0 | 0
4 | 11 | 5 | 7.3 | 6.7 | 96 | 0 | 0 | 0 | 70.0813 | -4.9948 | 0 | 0 | 0 | 0 | 31.2045 | 0 | 0 | 350 | 0 | 0
4 | 11 | 6 | 7.4 | 7 | 97 | 2 | 0 | 2 | 81.7315 | 4.332 | 83.2685 | 29.668 | 0 | 1.829 | 31.3123 | 1.829 | 8.6916 | 350 | 8.6916 | 0
4 | 11 | 7 | 7.2 | 6.8 | 97 | 23 | 0 | 23 | 93.2985 | 13.6962 | 71.7015 | 20.3038 | 0 | 21.0339 | 31.4194 | 21.0339 | 99.9532 | 350 | 99.9532 | 0
4 | 11 | 8 | 7.5 | 7.5 | 100 | 71 | 0 | 71 | 105.4417 | 23.0349 | 59.5583 | 10.9651 | 0 | 64.9308 | 31.5319 | 64.9308 | 308.5513 | 350 | 308.5513 | 0
4 | 11 | 9 | 8.3 | 8.3 | 100 | 123 | 0 | 123 | 118.9324 | 31.8175 | 46.0676 | 2.1825 | 0 | 112.4858 | 31.6568 | 112.4858 | 534.5326 | 350 | 350 | 184.5326
4 | 11 | 10 | 9.5 | 9.3 | 99 | 341 | 127 | 265 | 134.6385 | 39.4277 | 30.3615 | 5.4277 | 114.2012 | 242.3475 | 31.8022 | 356.5487 | 1694.3194 | 600 | 600 | 1094.3194
4 | 11 | 11 | 8.2 | 5.1 | 81 | 413 | 131 | 323 | 153.2449 | 45.0371 | 11.7551 | 11.0371 | 127.5237 | 295.3896 | 31.9745 | 422.9133 | 2009.6838 | 600 | 600 | 1409.6838
4 | 11 | 12 | 9.8 | 5.9 | 77 | 677 | 528 | 285 | 174.4623 | 47.702 | 9.4623 | 13.702 | 519.7687 | 260.6379 | 32.1709 | 780.4065 | 3708.4918 | 600 | 600 | 3108.4918
4 | 11 | 13 | 8 | 5.1 | 82 | 729 | 691 | 211 | 196.3502 | 46.819 | 31.3502 | 12.819 | 643.5436 | 192.9635 | 32.3736 | 836.507 | 3975.0813 | 600 | 600 | 3375.0813
4 | 11 | 14 | 8.9 | 3.1 | 67 | 567 | 337 | 327 | 216.4267 | 42.6034 | 51.4267 | 8.6034 | 275.6086 | 299.0476 | 32.5595 | 574.6562 | 2730.7665 | 600 | 600 | 2130.7665
4 | 11 | 15 | 8.2 | 3.3 | 71 | 556 | 525 | 222 | 233.5655 | 35.9035 | 68.5655 | 1.9035 | 342.1373 | 203.0232 | 32.7182 | 545.1605 | 2590.6025 | 600 | 600 | 1990.6025
4 | 11 | 16 | 8.6 | 2.4 | 65 | 426 | 483 | 175 | 248.083 | 27.6403 | 83.083 | 6.3597 | 214.5801 | 160.0408 | 32.8526 | 160.0408 | 760.5138 | 900 | 760.5138 | 0
4 | 11 | 17 | 8.6 | 2.4 | 65 | 295 | 418 | 137 | 260.8181 | 18.5343 | 0 | 15.4657 | 87.6892 | 125.2891 | 32.9705 | 125.2891 | 595.3737 | 900 | 595.3737 | 0
4 | 11 | 18 | 8.2 | 1.3 | 62 | 115 | 124 | 88 | 272.6029 | 9.1307 | 0 | 24.8693 | 0 | 80.4777 | 33.0797 | 80.4777 | 382.4298 | 900 | 382.4298 | 0
4 | 11 | 19 | 7.9 | 2.3 | 68 | 15 | 0 | 15 | 284.1486 | 0.19959 | 0 | 33.8004 | 0 | 13.7178 | 33.1866 | 13.7178 | 65.1869 | 900 | 65.1869 | 0
4 | 11 | 20 | 7.8 | 2.8 | 71 | 0 | 0 | 0 | 296.0722 | -9.1905 | 0 | 0 | 0 | 0 | 33.297 | 0 | 0 | 800 | 0 | 0
4 | 11 | 21 | 7.6 | 2.9 | 72 | 0 | 0 | 0 | 308.9212 | -17.1959 | 0 | 0 | 0 | 0 | 33.4159 | 0 | 0 | 700 | 0 | 0
4 | 11 | 22 | 7.5 | 3 | 73 | 0 | 0 | 0 | 323.1269 | -23.7798 | 0 | 0 | 0 | 0 | 33.5475 | 0 | 0 | 600 | 0 | 0
4 | 11 | 23 | 7.5 | 2.7 | 72 | 0 | 0 | 0 | 338.8431 | -28.3768 | 0 | 0 | 0 | 0 | 33.693 | 0 | 0 | 500 | 0 | 0
4 | 11 | 24 | 7.2 | 2.4 | 72 | 0 | 0 | 0 | 355.7169 | -30.4566 | 0 | 0 | 0 | 0 | 33.8492 | 0 | 0 | 400 | 0 | 0
4 | 12 | 1 | 7.2 | 2.4 | 72 | 0 | 0 | 0 | 12.8528 | -29.7304 | 0 | 0 | 0 | 0 | 30.6746 | 0 | 0 | 350 | 0 | 0
4 | 12 | 2 | 7.2 | 1.8 | 69 | 0 | 0 | 0 | 29.2124 | -26.3019 | 0 | 0 | 0 | 0 | 30.826 | 0 | 0 | 350 | 0 | 0
4 | 12 | 3 | 7.1 | 1.5 | 68 | 0 | 0 | 0 | 44.1561 | -20.6101 | 0 | 0 | 0 | 0 | 30.9644 | 0 | 0 | 350 | 0 | 0
4 | 12 | 4 | 7 | 1.4 | 67 | 0 | 0 | 0 | 57.6151 | -13.2246 | 0 | 0 | 0 | 0 | 31.089 | 0 | 0 | 350 | 0 | 0
4 | 12 | 5 | 7 | 2.1 | 71 | 0 | 0 | 0 | 69.912 | -4.6596 | 0 | 0 | 0 | 0 | 31.2029 | 0 | 0 | 350 | 0 | 0
4 | 12 | 6 | 7.2 | 1.8 | 69 | 6 | 0 | 6 | 81.5491 | 4.6453 | 83.4509 | 29.3547 | 0 | 5.4871 | 31.3106 | 5.4871 | 26.0748 | 350 | 26.0748 | 0
4 | 12 | 7 | 7.5 | 1.6 | 66 | 50 | 0 | 50 | 93.1087 | 14.0166 | 71.8913 | 19.9834 | 0 | 45.7259 | 31.4177 | 45.7259 | 217.2897 | 350 | 217.2897 | 0
4 | 12 | 8 | 8.1 | 3.6 | 73 | 147 | 31 | 137 | 105.2512 | 23.3611 | 59.7488 | 10.6389 | 18.2081 | 125.2891 | 31.5301 | 125.2891 | 595.3737 | 350 | 350 | 245.3737
4 | 12 | 9 | 8.4 | 4.5 | 76 | 254 | 82 | 214 | 118.7534 | 32.1554 | 46.2466 | 1.8446 | 63.027 | 195.707 | 31.6551 | 258.734 | 1229.5042 | 350 | 350 | 879.5042
4 | 12 | 10 | 9.3 | 4.4 | 71 | 347 | 123 | 273 | 134.4961 | 39.7815 | 30.5039 | 5.7815 | 110.7893 | 249.6636 | 31.8009 | 360.4529 | 1712.8724 | 600 | 600 | 1112.8724
4 | 12 | 11 | 8.8 | 5 | 77 | 206 | 2 | 204 | 153.1822 | 45.4048 | 11.8178 | 11.4048 | 1.9493 | 186.5618 | 31.9739 | 188.5111 | 895.8047 | 600 | 600 | 295.8047
4 | 12 | 12 | 9.1 | 5.7 | 79 | 225 | 1 | 224 | 174.5238 | 48.0699 | 9.5238 | 14.0699 | 0.98529 | 204.8522 | 32.1715 | 205.8375 | 978.1398 | 600 | 600 | 378.1398
4 | 12 | 13 | 9 | 4.7 | 74 | 461 | 144 | 353 | 196.539 | 47.1659 | 31.539 | 13.1659 | 134.2049 | 322.8251 | 32.3754 | 457.03 | 2171.8066 | 600 | 600 | 1571.8066
4 | 12 | 14 | 8.7 | 6.6 | 87 | 432 | 131 | 338 | 216.6962 | 42.916 | 51.6962 | 8.916 | 107.2038 | 309.1073 | 32.562 | 416.3112 | 1978.3108 | 600 | 600 | 1378.3108
4 | 12 | 15 | 8.8 | 6.4 | 85 | 184 | 1 | 183 | 233.8656 | 36.1826 | 68.8656 | 2.1826 | 0.65217 | 167.3569 | 32.721 | 168.0091 | 798.3793 | 600 | 600 | 198.3793
4 | 12 | 16 | 8.4 | 7.6 | 95 | 141 | 0 | 141 | 248.3856 | 27.8951 | 83.3856 | 6.1049 | 0 | 128.9471 | 32.8554 | 128.9471 | 612.7569 | 900 | 612.7569 | 0
4 | 12 | 17 | 8.8 | 7.7 | 93 | 182 | 68 | 156 | 261.1132 | 18.7757 | 0 | 15.2243 | 14.311 | 142.6649 | 32.9733 | 142.6649 | 677.9438 | 900 | 677.9438 | 0
4 | 12 | 18 | 9.5 | 8.9 | 96 | 78 | 3 | 77 | 272.8884 | 9.3678 | 0 | 24.6322 | 0 | 70.4179 | 33.0823 | 70.4179 | 334.6261 | 900 | 334.6261 | 0
4 | 12 | 19 | 9.2 | 9 | 99 | 5 | 0 | 5 | 284.4243 | 0.40719 | 0 | 33.5928 | 0 | 4.5726 | 33.1891 | 4.5726 | 21.729 | 900 | 21.729 | 0
4 | 12 | 20 | 9 | 9 | 100 | 0 | 0 | 0 | 296.3366 | -8.9279 | 0 | 0 | 0 | 0 | 33.2994 | 0 | 0 | 800 | 0 | 0
4 | 12 | 21 | 8.9 | 8.7 | 99 | 0 | 0 | 0 | 309.168 | -16.9114 | 0 | 0 | 0 | 0 | 33.4182 | 0 | 0 | 700 | 0 | 0
4 | 12 | 22 | 8.4 | 7.5 | 94 | 0 | 0 | 0 | 323.3429 | -23.4678 | 0 | 0 | 0 | 0 | 33.5495 | 0 | 0 | 600 | 0 | 0
4 | 12 | 23 | 8.2 | 7.1 | 93 | 0 | 0 | 0 | 339.008 | -28.0372 | 0 | 0 | 0 | 0 | 33.6945 | 0 | 0 | 500 | 0 | 0
4 | 12 | 24 | 8.1 | 7.1 | 93 | 0 | 0 | 0 | 355.8099 | -30.0963 | 0 | 0 | 0 | 0 | 33.8501 | 0 | 0 | 400 | 0 | 0
4 | 13 | 1 | 8.1 | 7.1 | 93 | 0 | 0 | 0 | 12.865 | -29.3614 | 0 | 0 | 0 | 0 | 30.6747 | 0 | 0 | 350 | 0 | 0
4 | 13 | 2 | 8.2 | 7.2 | 93 | 0 | 0 | 0 | 29.1526 | -25.9368 | 0 | 0 | 0 | 0 | 30.8255 | 0 | 0 | 350 | 0 | 0
4 | 13 | 3 | 7.9 | 6.6 | 91 | 0 | 0 | 0 | 44.0434 | -20.2565 | 0 | 0 | 0 | 0 | 30.9634 | 0 | 0 | 350 | 0 | 0
4 | 13 | 4 | 7.7 | 6.4 | 91 | 0 | 0 | 0 | 57.4678 | -12.8844 | 0 | 0 | 0 | 0 | 31.0877 | 0 | 0 | 350 | 0 | 0
4 | 13 | 5 | 7.5 | 6.4 | 93 | 0 | 0 | 0 | 69.7432 | -4.3265 | 0 | 0 | 0 | 0 | 31.2013 | 0 | 0 | 350 | 0 | 0
4 | 13 | 6 | 5.3 | 4.4 | 94 | 4 | 0 | 4 | 81.367 | 4.9569 | 83.633 | 29.0431 | 0 | 3.6581 | 31.309 | 3.6581 | 17.3832 | 350 | 17.3832 | 0
4 | 13 | 7 | 6.8 | 4 | 82 | 52 | 0 | 52 | 92.9189 | 14.3342 | 72.0811 | 19.6658 | 0 | 47.555 | 31.4159 | 47.555 | 225.9813 | 350 | 225.9813 | 0
4 | 13 | 8 | 7.2 | 4.5 | 83 | 248 | 303 | 146 | 105.0601 | 23.6844 | 59.9399 | 10.3156 | 178.629 | 133.5197 | 31.5283 | 133.5197 | 634.4858 | 350 | 350 | 284.4858
4 | 13 | 9 | 8.2 | 3.8 | 74 | 420 | 584 | 136 | 118.5733 | 32.4901 | 46.4267 | 1.5099 | 449.9341 | 124.3746 | 31.6535 | 574.3087 | 2729.1147 | 350 | 350 | 2379.1147
4 | 13 | 10 | 8.4 | 3.5 | 71 | 579 | 709 | 146 | 134.3522 | 40.1323 | 30.6478 | 6.1323 | 639.6427 | 133.5197 | 31.7996 | 773.1624 | 3674.0679 | 600 | 600 | 3074.0679
4 | 13 | 11 | 8 | 4 | 76 | 693 | 797 | 135 | 153.1177 | 45.7696 | 11.8823 | 11.7696 | 777.6677 | 123.46 | 31.9733 | 901.1277 | 4282.159 | 600 | 600 | 3682.159
4 | 13 | 12 | 8.2 | 3.9 | 74 | 757 | 840 | 126 | 174.5843 | 48.4352 | 9.5843 | 14.4352 | 828.3391 | 115.2294 | 32.1721 | 943.5685 | 4483.8376 | 600 | 600 | 3883.8376
4 | 13 | 13 | 8.4 | 3.7 | 72 | 759 | 823 | 135 | 196.7275 | 47.5104 | 31.7275 | 13.5104 | 767.5276 | 123.46 | 32.3771 | 890.9877 | 4233.9733 | 600 | 600 | 3633.9733
4 | 13 | 14 | 9.5 | 5.1 | 74 | 652 | 568 | 242 | 216.9654 | 43.2263 | 51.9654 | 9.2263 | 465.1025 | 221.3135 | 32.5645 | 686.4161 | 3261.8493 | 600 | 600 | 2661.8493
4 | 13 | 15 | 7.3 | 3.4 | 76 | 495 | 321 | 288 | 234.1647 | 36.4597 | 69.1647 | 2.4597 | 209.4936 | 263.3814 | 32.7237 | 472.875 | 2247.1022 | 600 | 600 | 1647.1022
4 | 13 | 16 | 8.6 | 4.3 | 74 | 476 | 597 | 160 | 248.6867 | 28.1482 | 83.6867 | 5.8518 | 265.8561 | 146.323 | 32.8582 | 146.323 | 695.3269 | 900 | 695.3269 | 0
4 | 13 | 17 | 8.4 | 4.6 | 77 | 305 | 475 | 121 | 261.4063 | 19.0157 | 0 | 14.9843 | 100.2883 | 110.6568 | 32.976 | 110.6568 | 525.841 | 900 | 525.841 | 0
4 | 13 | 18 | 8 | 4.3 | 77 | 128 | 163 | 92 | 273.1715 | 9.6037 | 0 | 24.3963 | 0 | 84.1357 | 33.0849 | 84.1357 | 399.813 | 900 | 399.813 | 0
4 | 13 | 19 | 7.6 | 4.9 | 83 | 14 | 0 | 14 | 284.6974 | 0.61748 | 0 | 33.3825 | 0 | 12.8033 | 33.1916 | 12.8033 | 60.8411 | 900 | 60.8411 | 0
4 | 13 | 20 | 7.5 | 4.5 | 81 | 0 | 0 | 0 | 296.598 | -8.6663 | 0 | 0 | 0 | 0 | 33.3018 | 0 | 0 | 800 | 0 | 0
4 | 13 | 21 | 7.9 | 4.5 | 79 | 0 | 0 | 0 | 309.4115 | -16.628 | 0 | 0 | 0 | 0 | 33.4205 | 0 | 0 | 700 | 0 | 0
4 | 13 | 22 | 7.8 | 5.1 | 83 | 0 | 0 | 0 | 323.5554 | -23.1573 | 0 | 0 | 0 | 0 | 33.5514 | 0 | 0 | 600 | 0 | 0
4 | 13 | 23 | 8 | 5.8 | 86 | 0 | 0 | 0 | 339.1695 | -27.6996 | 0 | 0 | 0 | 0 | 33.696 | 0 | 0 | 500 | 0 | 0
4 | 13 | 24 | 7.6 | 6.5 | 93 | 0 | 0 | 0 | 355.9003 | -29.7382 | 0 | 0 | 0 | 0 | 33.8509 | 0 | 0 | 400 | 0 | 0
4 | 14 | 1 | 7.6 | 6.5 | 93 | 0 | 0 | 0 | 12.8758 | -28.9951 | 0 | 0 | 0 | 0 | 30.6748 | 0 | 0 | 350 | 0 | 0
4 | 14 | 2 | 7.8 | 6.7 | 93 | 0 | 0 | 0 | 29.0925 | -25.5745 | 0 | 0 | 0 | 0 | 30.8249 | 0 | 0 | 350 | 0 | 0
4 | 14 | 3 | 8.2 | 5.6 | 84 | 0 | 0 | 0 | 43.9309 | -19.9058 | 0 | 0 | 0 | 0 | 30.9623 | 0 | 0 | 350 | 0 | 0
4 | 14 | 4 | 8 | 4.6 | 79 | 0 | 0 | 0 | 57.321 | -12.547 | 0 | 0 | 0 | 0 | 31.0863 | 0 | 0 | 350 | 0 | 0
4 | 14 | 5 | 7.6 | 4.2 | 79 | 0 | 0 | 0 | 69.575 | -3.9955 | 0 | 0 | 0 | 0 | 31.1998 | 0 | 0 | 350 | 0 | 0
4 | 14 | 6 | 7.6 | 3.1 | 73 | 8 | 0 | 8 | 81.1852 | 5.2671 | 83.8148 | 28.7329 | 0 | 7.3162 | 31.3073 | 7.3162 | 34.7663 | 350 | 34.7663 | 0
4 | 14 | 7 | 7.6 | 2.6 | 71 | 89 | 124 | 67 | 92.7291 | 14.6488 | 72.2709 | 19.3512 | 46.4264 | 61.2728 | 31.4142 | 61.2728 | 291.1681 | 350 | 291.1681 | 0
4 | 14 | 8 | 8.2 | 3.1 | 70 | 255 | 405 | 116 | 104.8686 | 24.0045 | 60.1314 | 9.9955 | 239.6221 | 106.0842 | 31.5266 | 106.0842 | 504.112 | 350 | 350 | 154.112
4 | 14 | 9 | 8.9 | 3.4 | 68 | 431 | 610 | 131 | 118.3921 | 32.8217 | 46.6079 | 1.1783 | 471.0377 | 119.802 | 31.6518 | 590.8396 | 2807.67 | 350 | 350 | 2457.67
4 | 14 | 10 | 9.5 | 4 | 69 | 585 | 749 | 124 | 134.2065 | 40.4799 | 30.7935 | 6.4799 | 676.775 | 113.4003 | 31.7982 | 790.1753 | 3754.9131 | 600 | 600 | 3154.9131
4 | 14 | 11 | 9.8 | 5.1 | 73 | 696 | 816 | 120 | 153.0514 | 46.1316 | 11.9486 | 12.1316 | 797.0752 | 109.7423 | 31.9727 | 906.8174 | 4309.1964 | 600 | 600 | 3709.1964
4 | 14 | 12 | 10.5 | 5.5 | 71 | 761 | 840 | 127 | 174.6436 | 48.7979 | 9.6436 | 14.7979 | 829.0001 | 116.1439 | 32.1726 | 945.144 | 4491.3241 | 600 | 600 | 3891.3241
4 | 14 | 13 | 10.6 | 6.1 | 74 | 769 | 840 | 129 | 196.9156 | 47.8524 | 31.9156 | 13.8524 | 783.8712 | 117.9729 | 32.3788 | 901.8442 | 4285.5635 | 600 | 600 | 3685.5635
4 | 14 | 14 | 10.6 | 5.8 | 72 | 722 | 827 | 123 | 217.2341 | 43.5341 | 52.2341 | 9.5341 | 677.568 | 112.4858 | 32.567 | 790.0538 | 3754.3356 | 600 | 600 | 3154.3356
4 | 14 | 15 | 10.2 | 5.9 | 75 | 623 | 787 | 114 | 234.4626 | 36.7346 | 69.4626 | 2.7346 | 513.9678 | 104.2551 | 32.7265 | 618.2229 | 2937.7953 | 600 | 600 | 2337.7953
4 | 14 | 16 | 10 | 5.4 | 73 | 476 | 662 | 123 | 248.9861 | 28.3994 | 83.9861 | 5.6006 | 295.145 | 112.4858 | 32.861 | 112.4858 | 534.5326 | 900 | 534.5326 | 0
4 | 14 | 17 | 9.5 | 6.5 | 82 | 280 | 338 | 148 | 261.6973 | 19.2541 | 0 | 14.7459 | 71.5933 | 135.3488 | 32.9787 | 135.3488 | 643.1774 | 900 | 643.1774 | 0
4 | 14 | 18 | 9.1 | 6.3 | 83 | 136 | 242 | 81 | 273.4521 | 9.8385 | 0 | 24.1615 | 0 | 74.076 | 33.0875 | 74.076 | 352.0093 | 900 | 352.0093 | 0
4 | 14 | 19 | 8.2 | 6 | 86 | 19 | 0 | 19 | 284.9677 | 0.83007 | 0 | 33.1699 | 0 | 17.3759 | 33.1941 | 17.3759 | 82.5701 | 900 | 82.5701 | 0
4 | 14 | 20 | 7.9 | 6.3 | 90 | 0 | 0 | 0 | 296.8562 | -8.4057 | 0 | 0 | 0 | 0 | 33.3042 | 0 | 0 | 800 | 0 | 0
4 | 14 | 21 | 7.9 | 6.3 | 90 | 0 | 0 | 0 | 309.6516 | -16.3458 | 0 | 0 | 0 | 0 | 33.4227 | 0 | 0 | 700 | 0 | 0
4 | 14 | 22 | 7.8 | 5.7 | 87 | 0 | 0 | 0 | 323.7644 | -22.8483 | 0 | 0 | 0 | 0 | 33.5534 | 0 | 0 | 600 | 0 | 0
4 | 14 | 23 | 7.7 | 5.7 | 87 | 0 | 0 | 0 | 339.3278 | -27.3639 | 0 | 0 | 0 | 0 | 33.6975 | 0 | 0 | 500 | 0 | 0
4 | 14 | 24 | 7.7 | 5.8 | 88 | 0 | 0 | 0 | 355.9883 | -29.3827 | 0 | 0 | 0 | 0 | 33.8517 | 0 | 0 | 400 | 0 | 0
4 | 15 | 1 | 7.6 | 6.3 | 91 | 0 | 0 | 0 | 12.8852 | -28.6317 | 0 | 0 | 0 | 0 | 30.6749 | 0 | 0 | 350 | 0 | 0
4 | 15 | 2 | 7.7 | 6.6 | 93 | 0 | 0 | 0 | 29.032 | -25.2151 | 0 | 0 | 0 | 0 | 30.8244 | 0 | 0 | 350 | 0 | 0
4 | 15 | 3 | 7.9 | 6.7 | 92 | 0 | 0 | 0 | 43.8187 | -19.558 | 0 | 0 | 0 | 0 | 30.9613 | 0 | 0 | 350 | 0 | 0
4 | 15 | 4 | 8 | 7.4 | 96 | 0 | 0 | 0 | 57.1747 | -12.2125 | 0 | 0 | 0 | 0 | 31.085 | 0 | 0 | 350 | 0 | 0
4 | 15 | 5 | 8.1 | 7.9 | 99 | 0 | 0 | 0 | 69.4072 | -3.6665 | 0 | 0 | 0 | 0 | 31.1982 | 0 | 0 | 350 | 0 | 0
4 | 15 | 6 | 8.3 | 8.1 | 99 | 3 | 0 | 3 | 81.0037 | 5.5746 | 83.9963 | 28.4254 | 0 | 2.7436 | 31.3056 | 2.7436 | 13.0374 | 350 | 13.0374 | 0
4 | 15 | 7 | 8.6 | 8.4 | 99 | 28 | 0 | 28 | 92.5393 | 14.9603 | 72.4607 | 19.0397 | 0 | 25.6065 | 31.4124 | 25.6065 | 121.6822 | 350 | 121.6822 | 0
4 | 15 | 8 | 8.7 | 8.7 | 100 | 77 | 0 | 77 | 104.6766 | 24.3214 | 60.3234 | 9.6786 | 0 | 70.4179 | 31.5248 | 70.4179 | 334.6261 | 350 | 334.6261 | 0
4 | 15 | 9 | 8.8 | 8.8 | 100 | 130 | 0 | 130 | 118.2099 | 33.15 | 46.7901 | 0.84995 | 0 | 118.8874 | 31.6501 | 118.8874 | 564.9531 | 350 | 350 | 214.9531
4 | 15 | 10 | 8.9 | 8.9 | 100 | 176 | 0 | 175 | 134.0592 | 40.8243 | 30.9408 | 6.8243 | 0 | 160.0408 | 31.7968 | 160.0408 | 760.5138 | 600 | 600 | 160.5138
4 | 15 | 11 | 9.4 | 9.4 | 100 | 209 | 1 | 209 | 152.9832 | 46.4905 | 12.0168 | 12.4905 | 0.97782 | 191.1344 | 31.9721 | 192.1122 | 912.9174 | 600 | 600 | 312.9174
4 | 15 | 12 | 9.3 | 9.3 | 100 | 228 | 1 | 227 | 174.7016 | 49.1578 | 9.7016 | 15.1578 | 0.98765 | 207.5958 | 32.1732 | 208.5834 | 991.1884 | 600 | 600 | 391.1884
4 | 15 | 13 | 9.5 | 9.5 | 100 | 231 | 1 | 230 | 197.1032 | 48.1918 | 32.1032 | 14.1918 | 0.93373 | 210.3393 | 32.3806 | 211.273 | 1003.9695 | 600 | 600 | 403.9695
4 | 15 | 14 | 9.4 | 9.4 | 100 | 217 | 1 | 216 | 217.5021 | 43.8394 | 52.5021 | 9.8394 | 0.81975 | 197.5361 | 32.5695 | 198.3558 | 942.5868 | 600 | 600 | 342.5868
4 | 15 | 15 | 9.4 | 9.4 | 100 | 187 | 1 | 187 | 234.7593 | 37.0072 | 69.7593 | 3.0072 | 0.6535 | 171.015 | 32.7293 | 171.6685 | 815.7688 | 600 | 600 | 215.7688
4 | 15 | 16 | 9.5 | 9.5 | 100 | 144 | 0 | 144 | 249.2837 | 28.6488 | 84.2837 | 5.3512 | 0 | 131.6907 | 32.8637 | 131.6907 | 625.7942 | 900 | 625.7942 | 0
4 | 15 | 17 | 9.3 | 9.3 | 100 | 93 | 0 | 93 | 261.9861 | 19.491 | 0 | 14.509 | 0 | 85.0502 | 32.9814 | 85.0502 | 404.1588 | 900 | 404.1588 | 0
4 | 15 | 18 | 9.2 | 9.2 | 100 | 42 | 0 | 42 | 273.7302 | 10.0721 | 0 | 23.9279 | 0 | 38.4098 | 33.0901 | 38.4098 | 182.5233 | 900 | 182.5233 | 0
4 | 15 | 19 | 9.1 | 9.1 | 100 | 6 | 0 | 6 | 285.2351 | 1.0446 | 0 | 32.9554 | 0 | 5.4871 | 33.1966 | 5.4871 | 26.0748 | 900 | 26.0748 | 0
4 | 15 | 20 | 9.1 | 9.1 | 100 | 0 | 0 | 0 | 297.1113 | -8.1462 | 0 | 0 | 0 | 0 | 33.3066 | 0 | 0 | 800 | 0 | 0
4 | 15 | 21 | 9.1 | 9.1 | 100 | 0 | 0 | 0 | 309.8881 | -16.0649 | 0 | 0 | 0 | 0 | 33.4249 | 0 | 0 | 700 | 0 | 0
4 | 15 | 22 | 9.1 | 9.1 | 100 | 0 | 0 | 0 | 323.9697 | -22.5409 | 0 | 0 | 0 | 0 | 33.5553 | 0 | 0 | 600 | 0 | 0
4 | 15 | 23 | 8.9 | 8.9 | 100 | 0 | 0 | 0 | 339.4827 | -27.0304 | 0 | 0 | 0 | 0 | 33.6989 | 0 | 0 | 500 | 0 | 0
4 | 15 | 24 | 8.8 | 8.8 | 100 | 0 | 0 | 0 | 356.0736 | -29.0297 | 0 | 0 | 0 | 0 | 33.8525 | 0 | 0 | 400 | 0 | 0
4 | 16 | 1 | 8.7 | 8.7 | 100 | 0 | 0 | 0 | 12.8933 | -28.2711 | 0 | 0 | 0 | 0 | 30.6749 | 0 | 0 | 350 | 0 | 0
4 | 16 | 2 | 8.7 | 8.7 | 100 | 0 | 0 | 0 | 28.9712 | -24.8588 | 0 | 0 | 0 | 0 | 30.8238 | 0 | 0 | 350 | 0 | 0
4 | 16 | 3 | 8.5 | 8.5 | 100 | 0 | 0 | 0 | 43.7068 | -19.2132 | 0 | 0 | 0 | 0 | 30.9602 | 0 | 0 | 350 | 0 | 0
4 | 16 | 4 | 8.5 | 8.5 | 100 | 0 | 0 | 0 | 57.0289 | -11.881 | 0 | 0 | 0 | 0 | 31.0836 | 0 | 0 | 350 | 0 | 0
4 | 16 | 5 | 8.1 | 8.1 | 100 | 0 | 0 | 0 | 69.2399 | -3.3394 | 0 | 0 | 0 | 0 | 31.1967 | 0 | 0 | 350 | 0 | 0
4 | 16 | 6 | 7.9 | 7.9 | 100 | 3 | 0 | 3 | 80.8225 | 5.8795 | 84.1775 | 28.1205 | 0 | 2.7436 | 31.3039 | 2.7436 | 13.0374 | 350 | 13.0374 | 0
4 | 16 | 7 | 7.8 | 7.8 | 100 | 29 | 0 | 29 | 92.3494 | 15.2686 | 72.6506 | 18.7314 | 0 | 26.521 | 31.4106 | 26.521 | 126.028 | 350 | 126.028 | 0
4 | 16 | 8 | 8.1 | 8.1 | 100 | 79 | 0 | 79 | 104.4841 | 24.6349 | 60.5159 | 9.3651 | 0 | 72.247 | 31.523 | 72.247 | 343.3177 | 350 | 343.3177 | 0
4 | 16 | 9 | 8.5 | 8.1 | 97 | 132 | 0 | 132 | 118.0265 | 33.4749 | 46.9735 | 0.52506 | 0 | 120.7165 | 31.6484 | 120.7165 | 573.6447 | 350 | 350 | 223.6447
4 | 16 | 10 | 9.1 | 8.1 | 93 | 358 | 130 | 277 | 133.9101 | 41.1654 | 31.0899 | 7.1654 | 117.806 | 253.3217 | 31.7955 | 371.1277 | 1763.5991 | 600 | 600 | 1163.5991
4 | 16 | 11 | 9.7 | 8.2 | 90 | 427 | 129 | 335 | 152.913 | 46.8464 | 12.087 | 12.8464 | 126.2634 | 306.3638 | 31.9714 | 432.6272 | 2055.8446 | 600 | 600 | 1455.8446
4 | 16 | 12 | 10.3 | 8.3 | 87 | 465 | 131 | 365 | 174.7583 | 49.5148 | 9.7583 | 15.5148 | 129.4736 | 333.7994 | 32.1737 | 463.273 | 2201.4732 | 600 | 600 | 1601.4732
4 | 16 | 13 | 10.8 | 8.6 | 86 | 469 | 89 | 401 | 197.2901 | 48.5284 | 32.2901 | 14.5284 | 83.1474 | 366.722 | 32.3823 | 449.8694 | 2137.7795 | 600 | 600 | 1537.7795
4 | 16 | 14 | 11.7 | 8.9 | 83 | 441 | 129 | 346 | 217.7693 | 44.1423 | 52.7693 | 10.1423 | 105.8012 | 316.4235 | 32.5719 | 422.2247 | 2006.4116 | 600 | 600 | 1406.4116
4 | 16 | 15 | 12 | 9.4 | 84 | 380 | 124 | 300 | 235.0546 | 37.2777 | 70.0546 | 3.2777 | 81.0855 | 274.3556 | 32.732 | 355.4412 | 1689.0564 | 600 | 600 | 1089.0564
4 | 16 | 16 | 11.6 | 9.4 | 86 | 294 | 72 | 255 | 249.5793 | 28.8963 | 84.5793 | 5.1037 | 32.174 | 233.2023 | 32.8665 | 233.2023 | 1108.1773 | 900 | 900 | 208.1773
4 | 16 | 17 | 11.1 | 9.1 | 87 | 191 | 51 | 171 | 262.2725 | 19.7265 | 0 | 14.2735 | 10.8728 | 156.3827 | 32.984 | 156.3827 | 743.1306 | 900 | 743.1306 | 0
4 | 16 | 18 | 10.4 | 8.7 | 89 | 86 | 6 | 85 | 274.0056 | 10.3045 | 0 | 23.6955 | 0 | 77.7341 | 33.0926 | 77.7341 | 369.3924 | 900 | 369.3924 | 0
4 | 16 | 19 | 9.5 | 8.5 | 93 | 13 | 0 | 13 | 285.4996 | 1.2607 | 0 | 32.7393 | 0 | 11.8887 | 33.1991 | 11.8887 | 56.4953 | 900 | 56.4953 | 0
4 | 16 | 20 | 9.5 | 8.2 | 92 | 0 | 0 | 0 | 297.3631 | -7.8878 | 0 | 0 | 0 | 0 | 33.3089 | 0 | 0 | 800 | 0 | 0
4 | 16 | 21 | 9.1 | 8.2 | 94 | 0 | 0 | 0 | 310.1212 | -15.7853 | 0 | 0 | 0 | 0 | 33.427 | 0 | 0 | 700 | 0 | 0
4 | 16 | 22 | 8.8 | 8.2 | 96 | 0 | 0 | 0 | 324.1713 | -22.2352 | 0 | 0 | 0 | 0 | 33.5571 | 0 | 0 | 600 | 0 | 0
4 | 16 | 23 | 7.8 | 7.6 | 99 | 0 | 0 | 0 | 339.6342 | -26.699 | 0 | 0 | 0 | 0 | 33.7003 | 0 | 0 | 500 | 0 | 0
4 | 16 | 24 | 7.3 | 7.1 | 99 | 0 | 0 | 0 | 356.1565 | -28.6794 | 0 | 0 | 0 | 0 | 33.8533 | 0 | 0 | 400 | 0 | 0
4 | 17 | 1 | 7.2 | 7.2 | 100 | 0 | 0 | 0 | 12.8999 | -27.9135 | 0 | 0 | 0 | 0 | 30.675 | 0 | 0 | 350 | 0 | 0
4 | 17 | 2 | 6.7 | 6.7 | 100 | 0 | 0 | 0 | 28.9099 | -24.5056 | 0 | 0 | 0 | 0 | 30.8232 | 0 | 0 | 350 | 0 | 0
4 | 17 | 3 | 7.4 | 7.4 | 100 | 0 | 0 | 0 | 43.595 | -18.8716 | 0 | 0 | 0 | 0 | 30.9592 | 0 | 0 | 350 | 0 | 0
4 | 17 | 4 | 6.6 | 6.6 | 100 | 0 | 0 | 0 | 56.8837 | -11.5527 | 0 | 0 | 0 | 0 | 31.0823 | 0 | 0 | 350 | 0 | 0
4 | 17 | 5 | 6.5 | 6.5 | 100 | 0 | 0 | 0 | 69.0731 | -3.0139 | 0 | 0 | 0 | 0 | 31.1951 | 0 | 0 | 350 | 0 | 0
4 | 17 | 6 | 6.6 | 6.4 | 99 | 11 | 0 | 11 | 80.6417 | 6.1817 | 84.3583 | 27.8183 | 0 | 10.0597 | 31.3022 | 10.0597 | 47.8037 | 350 | 47.8037 | 0
4 | 17 | 7 | 8.4 | 8.4 | 100 | 101 | 141 | 74 | 92.1596 | 15.5735 | 72.8404 | 18.4265 | 53.7915 | 67.6744 | 31.4089 | 67.6744 | 321.5887 | 350 | 321.5887 | 0
4 | 17 | 8 | 10.7 | 7.8 | 82 | 244 | 311 | 133 | 104.2912 | 24.945 | 60.7088 | 9.055 | 185.887 | 121.631 | 31.5212 | 121.631 | 577.9905 | 350 | 350 | 227.9905
4 | 17 | 9 | 11.7 | 7.8 | 77 | 403 | 436 | 182 | 117.8421 | 33.7963 | 47.1579 | 0.20369 | 338.8299 | 166.4424 | 31.6467 | 505.2723 | 2401.0542 | 350 | 350 | 2051.0542
4 | 17 | 10 | 12.3 | 9.1 | 81 | 540 | 530 | 207 | 133.7592 | 41.503 | 31.2408 | 7.503 | 480.9401 | 189.3054 | 31.7941 | 670.2455 | 3185.0064 | 600 | 600 | 2585.0064
4 | 17 | 11 | 12.8 | 8.6 | 76 | 701 | 696 | 201 | 152.8408 | 47.1989 | 12.1592 | 13.1989 | 681.8725 | 183.8183 | 31.9707 | 865.6907 | 4113.7624 | 600 | 600 | 3513.7624
4 | 17 | 12 | 13.8 | 10.3 | 79 | 761 | 806 | 142 | 174.8135 | 49.8689 | 9.8135 | 15.8689 | 797.1391 | 129.8617 | 32.1742 | 927.0008 | 4405.1079 | 600 | 600 | 3805.1079
4 | 17 | 13 | 14 | 10.1 | 77 | 770 | 809 | 143 | 197.4761 | 48.8623 | 32.4761 | 14.8623 | 756.1885 | 130.7762 | 32.384 | 886.9647 | 4214.8563 | 600 | 600 | 3614.8563
4 | 17 | 14 | 13.6 | 9.9 | 78 | 723 | 788 | 142 | 218.0355 | 44.4426 | 53.0355 | 10.4426 | 646.5983 | 129.8617 | 32.5744 | 776.46 | 3689.7378 | 600 | 600 | 3089.7378
4 | 17 | 15 | 13.1 | 8.7 | 75 | 631 | 776 | 121 | 235.3483 | 37.5459 | 70.3483 | 3.5459 | 507.7499 | 110.6568 | 32.7347 | 618.4067 | 2938.6685 | 600 | 600 | 2338.6685
4 | 17 | 16 | 12.8 | 8.6 | 76 | 489 | 674 | 122 | 249.8729 | 29.142 | 84.8729 | 4.858 | 301.5257 | 111.5713 | 32.8692 | 111.5713 | 530.1868 | 900 | 530.1868 | 0
4 | 17 | 17 | 12 | 7.9 | 76 | 316 | 469 | 128 | 262.5564 | 19.9603 | 0 | 14.0397 | 100.3145 | 117.0584 | 32.9866 | 117.0584 | 556.2615 | 900 | 556.2615 | 0
4 | 17 | 18 | 11.7 | 7.8 | 77 | 146 | 247 | 86 | 274.2783 | 10.5356 | 0 | 23.4644 | 0 | 78.6486 | 33.0952 | 78.6486 | 373.7382 | 900 | 373.7382 | 0
4 | 17 | 19 | 10.4 | 7.5 | 82 | 21 | 0 | 21 | 285.761 | 1.478 | 0 | 32.522 | 0 | 19.2049 | 33.2015 | 19.2049 | 91.2617 | 900 | 91.2617 | 0
4 | 17 | 20 | 9.2 | 6.9 | 86 | 0 | 0 | 0 | 297.6115 | -7.6306 | 0 | 0 | 0 | 0 | 33.3112 | 0 | 0 | 800 | 0 | 0
4 | 17 | 21 | 8.2 | 6 | 86 | 0 | 0 | 0 | 310.3506 | -15.5071 | 0 | 0 | 0 | 0 | 33.4292 | 0 | 0 | 700 | 0 | 0
4 | 17 | 22 | 8.2 | 5.5 | 83 | 0 | 0 | 0 | 324.3692 | -21.9313 | 0 | 0 | 0 | 0 | 33.559 | 0 | 0 | 600 | 0 | 0
4 | 17 | 23 | 8.1 | 5.4 | 83 | 0 | 0 | 0 | 339.7822 | -26.3698 | 0 | 0 | 0 | 0 | 33.7017 | 0 | 0 | 500 | 0 | 0
4 | 17 | 24 | 8 | 5.3 | 83 | 0 | 0 | 0 | 356.2366 | -28.3318 | 0 | 0 | 0 | 0 | 33.854 | 0 | 0 | 400 | 0 | 0
4 | 18 | 1 | 7.7 | 5.2 | 84 | 0 | 0 | 0 | 12.9051 | -27.559 | 0 | 0 | 0 | 0 | 30.675 | 0 | 0 | 350 | 0 | 0
4 | 18 | 2 | 7.9 | 5.6 | 85 | 0 | 0 | 0 | 28.8483 | -24.1557 | 0 | 0 | 0 | 0 | 30.8227 | 0 | 0 | 350 | 0 | 0
4 | 18 | 3 | 7.9 | 6.2 | 89 | 0 | 0 | 0 | 43.4835 | -18.5333 | 0 | 0 | 0 | 0 | 30.9582 | 0 | 0 | 350 | 0 | 0
4 | 18 | 4 | 7.8 | 6.5 | 91 | 0 | 0 | 0 | 56.7388 | -11.2276 | 0 | 0 | 0 | 0 | 31.0809 | 0 | 0 | 350 | 0 | 0
4 | 18 | 5 | 7.8 | 6.7 | 93 | 0 | 0 | 0 | 68.9068 | -2.6897 | 0 | 0 | 0 | 0 | 31.1936 | 0 | 0 | 350 | 0 | 0
4 | 18 | 6 | 7.9 | 7.1 | 95 | 12 | 0 | 12 | 80.4611 | 6.481 | 84.5389 | 27.519 | 0 | 10.9742 | 31.3006 | 10.9742 | 52.1495 | 350 | 52.1495 | 0
4 | 18 | 7 | 9.9 | 8 | 88 | 107 | 154 | 76 | 91.9698 | 15.8751 | 73.0302 | 18.1249 | 59.0992 | 69.5034 | 31.4071 | 69.5034 | 330.2803 | 350 | 330.2803 | 0
4 | 18 | 8 | 11.7 | 9.3 | 85 | 273 | 414 | 123 | 104.0978 | 25.2515 | 60.9022 | 8.7485 | 248.2397 | 112.4858 | 31.5194 | 112.4858 | 534.5326 | 350 | 350 | 184.5326
4 | 18 | 9 | 13.6 | 10.1 | 79 | 448 | 605 | 139 | 117.6566 | 34.114 | 47.3434 | 0.11403 | 471.094 | 127.1181 | 31.645 | 598.2121 | 2842.7038 | 350 | 350 | 2492.7038
4 | 18 | 10 | 14.9 | 11.2 | 79 | 599 | 753 | 122 | 133.6066 | 41.837 | 31.3934 | 7.837 | 684.1866 | 111.5713 | 31.7927 | 795.7579 | 3781.4415 | 600 | 600 | 3181.4415
4 | 18 | 11 | 15.3 | 11.3 | 77 | 710 | 799 | 133 | 152.7664 | 47.5482 | 12.2336 | 13.5482 | 783.4745 | 121.631 | 31.9701 | 905.1055 | 4301.0614 | 600 | 600 | 3701.0614
4 | 18 | 12 | 16.6 | 10.4 | 67 | 774 | 833 | 131 | 174.867 | 50.22 | 9.867 | 16.22 | 824.3563 | 119.802 | 32.1747 | 944.1582 | 4486.6399 | 600 | 600 | 3886.6399
4 | 18 | 13 | 16.5 | 9.7 | 64 | 782 | 837 | 131 | 197.6612 | 49.1934 | 32.6612 | 15.1934 | 782.7351 | 119.802 | 32.3858 | 902.5371 | 4288.8562 | 600 | 600 | 3688.8562
4 | 18 | 14 | 16.9 | 9.3 | 61 | 735 | 817 | 131 | 218.3006 | 44.7402 | 53.3006 | 10.7402 | 670.6965 | 119.802 | 32.5769 | 790.4985 | 3756.4488 | 600 | 600 | 3156.4488
4 | 18 | 15 | 16.8 | 8 | 56 | 637 | 784 | 118 | 235.6404 | 37.8118 | 70.6404 | 3.8118 | 513.2897 | 107.9132 | 32.7374 | 621.2029 | 2951.9563 | 600 | 600 | 2351.9563
4 | 18 | 16 | 16.2 | 7.7 | 57 | 495 | 683 | 121 | 250.1642 | 29.3857 | 85.1642 | 4.6143 | 305.8965 | 110.6568 | 32.8719 | 110.6568 | 525.841 | 900 | 525.841 | 0
4 | 18 | 17 | 15.3 | 7.2 | 58 | 324 | 489 | 125 | 262.8377 | 20.1926 | 0 | 13.8074 | 104.937 | 114.3148 | 32.9892 | 114.3148 | 543.2242 | 900 | 543.2242 | 0
4 | 18 | 18 | 13.5 | 6.5 | 63 | 150 | 255 | 87 | 274.5481 | 10.7655 | 0 | 23.2345 | 0 | 79.5631 | 33.0977 | 79.5631 | 378.084 | 900 | 378.084 | 0
4 | 18 | 19 | 12.2 | 5.8 | 65 | 23 | 0 | 23 | 286.0192 | 1.6963 | 0 | 32.3037 | 0 | 21.0339 | 33.2039 | 21.0339 | 99.9532 | 900 | 99.9532 | 0
4 | 18 | 20 | 11.4 | 4.8 | 64 | 0 | 0 | 0 | 297.8565 | -7.3745 | 0 | 0 | 0 | 0 | 33.3135 | 0 | 0 | 800 | 0 | 0
4 | 18 | 21 | 10.2 | 5.1 | 71 | 0 | 0 | 0 | 310.5763 | -15.2304 | 0 | 0 | 0 | 0 | 33.4313 | 0 | 0 | 700 | 0 | 0
4 | 18 | 22 | 9.5 | 5.5 | 76 | 0 | 0 | 0 | 324.5634 | -21.6293 | 0 | 0 | 0 | 0 | 33.5608 | 0 | 0 | 600 | 0 | 0
4 | 18 | 23 | 9.4 | 5.6 | 77 | 0 | 0 | 0 | 339.9268 | -26.0431 | 0 | 0 | 0 | 0 | 33.703 | 0 | 0 | 500 | 0 | 0
4 | 18 | 24 | 9.2 | 4.8 | 74 | 0 | 0 | 0 | 356.3142 | -27.9871 | 0 | 0 | 0 | 0 | 33.8548 | 0 | 0 | 400 | 0 | 0
4 | 19 | 1 | 8.3 | 4.1 | 75 | 0 | 0 | 0 | 12.9087 | -27.2077 | 0 | 0 | 0 | 0 | 30.6751 | 0 | 0 | 350 | 0 | 0
4 | 19 | 2 | 8 | 3.6 | 74 | 0 | 0 | 0 | 28.7861 | -23.809 | 0 | 0 | 0 | 0 | 30.8221 | 0 | 0 | 350 | 0 | 0
4 | 19 | 3 | 8.6 | 3.2 | 69 | 0 | 0 | 0 | 43.3722 | -18.1984 | 0 | 0 | 0 | 0 | 30.9571 | 0 | 0 | 350 | 0 | 0
4 | 19 | 4 | 9.3 | 3.5 | 67 | 0 | 0 | 0 | 56.5945 | -10.9058 | 0 | 0 | 0 | 0 | 31.0796 | 0 | 0 | 350 | 0 | 0
4 | 19 | 5 | 9.1 | 3.6 | 68 | 0 | 0 | 0 | 68.7409 | -2.3661 | 0 | 0 | 0 | 0 | 31.192 | 0 | 0 | 350 | 0 | 0
4 | 19 | 6 | 9.4 | 3.6 | 67 | 13 | 0 | 13 | 80.2809 | 6.7772 | 84.7191 | 27.2228 | 0 | 11.8887 | 31.2989 | 11.8887 | 56.4953 | 350 | 56.4953 | 0
4 | 19 | 7 | 11.3 | 4.9 | 65 | 112 | 164 | 78 | 91.78 | 16.1731 | 73.22 | 17.8269 | 63.2989 | 71.3325 | 31.4054 | 71.3325 | 338.9719 | 350 | 338.9719 | 0
4 | 19 | 8 | 13.8 | 5.6 | 58 | 280 | 427 | 123 | 103.904 | 25.5543 | 61.096 | 8.4457 | 256.8242 | 112.4858 | 31.5176 | 112.4858 | 534.5326 | 350 | 350 | 184.5326
4 | 19 | 9 | 15.2 | 3.4 | 45 | 458 | 628 | 134 | 117.47 | 34.428 | 47.53 | 0.428 | 489.932 | 122.5455 | 31.6432 | 612.4775 | 2910.493 | 350 | 350 | 2560.493
4 | 19 | 10 | 16 | 3.4 | 43 | 611 | 759 | 127 | 133.4521 | 42.1674 | 31.5479 | 8.1674 | 690.4937 | 116.1439 | 31.7912 | 806.6376 | 3833.142 | 600 | 600 | 3233.142
4 | 19 | 11 | 16.9 | 5 | 45 | 722 | 825 | 122 | 152.6898 | 47.894 | 12.3102 | 13.894 | 809.6452 | 111.5713 | 31.9694 | 921.2165 | 4377.6207 | 600 | 600 | 3777.6207
4 | 19 | 12 | 16.7 | 3.6 | 42 | 786 | 857 | 121 | 174.9189 | 50.5679 | 9.9189 | 16.5679 | 848.6014 | 110.6568 | 32.1752 | 959.2582 | 4558.3949 | 600 | 600 | 3958.3949
4 | 19 | 13 | 16.8 | 2.6 | 39 | 795 | 863 | 121 | 197.8452 | 49.5215 | 32.8452 | 15.5215 | 807.4086 | 110.6568 | 32.3875 | 918.0653 | 4362.6464 | 600 | 600 | 3762.6464
4 | 19 | 14 | 16.2 | 4.5 | 46 | 745 | 834 | 124 | 218.5644 | 45.0352 | 53.5644 | 11.0352 | 684.9429 | 113.4003 | 32.5793 | 798.3432 | 3793.7271 | 600 | 600 | 3193.7271
4 | 19 | 15 | 17.1 | 2 | 36 | 647 | 805 | 111 | 235.9305 | 38.0754 | 70.9305 | 4.0754 | 527.3431 | 101.5116 | 32.7401 | 628.8547 | 2988.3175 | 600 | 600 | 2388.3175
4 | 19 | 16 | 16.1 | 2.4 | 40 | 503 | 700 | 117 | 250.4532 | 29.6274 | 85.4532 | 4.3726 | 313.8624 | 106.9987 | 32.8746 | 106.9987 | 508.4578 | 900 | 508.4578 | 0
4 | 19 | 17 | 15.5 | 3 | 43 | 330 | 502 | 124 | 263.1164 | 20.4232 | 0 | 13.5768 | 108.0843 | 113.4003 | 32.9918 | 113.4003 | 538.8784 | 900 | 538.8784 | 0
4 | 19 | 18 | 13.5 | 4.6 | 55 | 154 | 262 | 88 | 274.8149 | 10.994 | 0 | 23.006 | 0 | 80.4777 | 33.1001 | 80.4777 | 382.4298 | 900 | 382.4298 | 0
4 | 19 | 19 | 11.3 | 5.5 | 67 | 24 | 0 | 24 | 286.2742 | 1.9153 | 0 | 32.0847 | 0 | 21.9485 | 33.2062 | 21.9485 | 104.299 | 900 | 104.299 | 0
4 | 19 | 20 | 10 | 4.6 | 69 | 0 | 0 | 0 | 298.0979 | -7.1197 | 0 | 0 | 0 | 0 | 33.3157 | 0 | 0 | 800 | 0 | 0
4 | 19 | 21 | 9.7 | 3.5 | 65 | 0 | 0 | 0 | 310.7982 | -14.9553 | 0 | 0 | 0 | 0 | 33.4333 | 0 | 0 | 700 | 0 | 0
4 | 19 | 22 | 8.9 | 3.9 | 71 | 0 | 0 | 0 | 324.7537 | -21.3291 | 0 | 0 | 0 | 0 | 33.5625 | 0 | 0 | 600 | 0 | 0
4 | 19 | 23 | 9.3 | 3.8 | 68 | 0 | 0 | 0 | 340.0679 | -25.7187 | 0 | 0 | 0 | 0 | 33.7043 | 0 | 0 | 500 | 0 | 0
4 | 19 | 24 | 8.1 | 5 | 81 | 0 | 0 | 0 | 356.3891 | -27.6453 | 0 | 0 | 0 | 0 | 33.8555 | 0 | 0 | 400 | 0 | 0
4 | 20 | 1 | 8.2 | 7.7 | 97 | 0 | 0 | 0 | 12.9109 | -26.8597 | 0 | 0 | 0 | 0 | 30.6751 | 0 | 0 | 350 | 0 | 0
4 | 20 | 2 | 8.4 | 7.5 | 94 | 0 | 0 | 0 | 28.7235 | -23.4659 | 0 | 0 | 0 | 0 | 30.8215 | 0 | 0 | 350 | 0 | 0
4 | 20 | 3 | 8.4 | 7.7 | 95 | 0 | 0 | 0 | 43.261 | -17.867 | 0 | 0 | 0 | 0 | 30.9561 | 0 | 0 | 350 | 0 | 0
4 | 20 | 4 | 8.1 | 7.3 | 95 | 0 | 0 | 0 | 56.4506 | -10.5876 | 0 | 0 | 0 | 0 | 31.0782 | 0 | 0 | 350 | 0 | 0
4 | 20 | 5 | 8 | 5.8 | 86 | 0 | 0 | 0 | 68.5755 | -2.0422 | 0 | 0 | 0 | 0 | 31.1905 | 0 | 0 | 350 | 0 | 0
4 | 20 | 6 | 8.1 | 5.7 | 85 | 8 | 0 | 8 | 80.1011 | 7.0702 | 84.8989 | 26.9298 | 0 | 7.3162 | 31.2972 | 7.3162 | 34.7663 | 350 | 34.7663 | 0
4 | 20 | 7 | 8.3 | 5.4 | 82 | 70 | 0 | 70 | 91.5903 | 16.4674 | 73.4097 | 17.5326 | 0 | 64.0163 | 31.4036 | 64.0163 | 304.2055 | 350 | 304.2055 | 0
4 | 20 | 8 | 9.4 | 5.5 | 77 | 173 | 55 | 152 | 103.7098 | 25.8534 | 61.2902 | 8.1466 | 33.179 | 139.0069 | 31.5158 | 139.0069 | 660.5606 | 350 | 350 | 310.5606
4 | 20 | 9 | 9.4 | 4.7 | 72 | 280 | 71 | 243 | 117.2824 | 34.7381 | 47.7176 | 0.73811 | 55.4914 | 222.2281 | 31.6415 | 277.7195 | 1319.7229 | 350 | 350 | 969.7229
4 | 20 | 10 | 9.5 | 4.9 | 73 | 517 | 369 | 280 | 133.2958 | 42.4939 | 31.7042 | 8.4939 | 336.091 | 256.0653 | 31.7898 | 592.1562 | 2813.9265 | 600 | 600 | 2213.9265
4 | 20 | 11 | 9.5 | 5.1 | 74 | 690 | 619 | 237 | 152.611 | 48.2362 | 12.389 | 14.2362 | 607.9572 | 216.741 | 31.9686 | 824.6981 | 3918.9655 | 600 | 600 | 3318.9655
4 | 20 | 12 | 9.6 | 5.2 | 74 | 780 | 763 | 185 | 174.9689 | 50.9126 | 9.9689 | 16.9126 | 755.9326 | 169.186 | 32.1756 | 925.1185 | 4396.1633 | 600 | 600 | 3796.1633
4 | 20 | 13 | 10 | 3.9 | 66 | 796 | 854 | 126 | 198.028 | 49.8467 | 33.028 | 15.8467 | 799.3179 | 115.2294 | 32.3891 | 914.5472 | 4345.9284 | 600 | 600 | 3745.9284
4 | 20 | 14 | 9.7 | 3 | 63 | 749 | 834 | 125 | 218.8268 | 45.3274 | 53.8268 | 11.3274 | 685.2168 | 114.3148 | 32.5817 | 799.5316 | 3799.3742 | 600 | 600 | 3199.3742
4 | 20 | 15 | 9.8 | 3 | 63 | 650 | 801 | 114 | 236.2186 | 38.3366 | 71.2186 | 4.3366 | 525.0178 | 104.2551 | 32.7428 | 629.273 | 2990.3052 | 600 | 600 | 2390.3052
4 | 20 | 16 | 9.5 | 1.8 | 59 | 507 | 703 | 117 | 250.7397 | 29.8672 | 85.7397 | 4.1328 | 315.561 | 106.9987 | 32.8772 | 106.9987 | 508.4578 | 900 | 508.4578 | 0
4 | 20 | 17 | 9.1 | 0.4 | 54 | 334 | 430 | 157 | 263.3922 | 20.6522 | 0 | 13.3478 | 92.892 | 143.5794 | 32.9944 | 143.5794 | 682.2895 | 900 | 682.2895 | 0
4 | 20 | 18 | 8.5 | -0.1 | 55 | 158 | 229 | 100 | 275.0786 | 11.2211 | 0 | 22.7789 | 0 | 91.4519 | 33.1026 | 91.4519 | 434.5793 | 900 | 434.5793 | 0
4 | 20 | 19 | 7.4 | 0.5 | 62 | 25 | 0 | 25 | 286.5259 | 2.1346 | 0 | 31.8654 | 0 | 22.863 | 33.2086 | 22.863 | 108.6448 | 900 | 108.6448 | 0
4 | 20 | 20 | 6.5 | 1.5 | 70 | 0 | 0 | 0 | 298.3358 | -6.8662 | 0 | 0 | 0 | 0 | 33.3179 | 0 | 0 | 800 | 0 | 0
4 | 20 | 21 | 5.4 | 2.4 | 81 | 0 | 0 | 0 | 311.0163 | -14.6818 | 0 | 0 | 0 | 0 | 33.4353 | 0 | 0 | 700 | 0 | 0
4 | 20 | 22 | 5.5 | 3.2 | 85 | 0 | 0 | 0 | 324.9401 | -21.0311 | 0 | 0 | 0 | 0 | 33.5643 | 0 | 0 | 600 | 0 | 0
4 | 20 | 23 | 5.4 | 2.4 | 81 | 0 | 0 | 0 | 340.2055 | -25.3969 | 0 | 0 | 0 | 0 | 33.7056 | 0 | 0 | 500 | 0 | 0
4 | 20 | 24 | 5.7 | 2.2 | 78 | 0 | 0 | 0 | 356.4613 | -27.3066 | 0 | 0 | 0 | 0 | 33.8561 | 0 | 0 | 400 | 0 | 0
4 | 21 | 1 | 5.6 | 2.6 | 81 | 0 | 0 | 0 | 12.9114 | -26.5151 | 0 | 0 | 0 | 0 | 30.6751 | 0 | 0 | 350 | 0 | 0
4 | 21 | 2 | 5.4 | 2.4 | 81 | 0 | 0 | 0 | 28.6603 | -23.1263 | 0 | 0 | 0 | 0 | 30.8209 | 0 | 0 | 350 | 0 | 0
4 | 21 | 3 | 4.6 | 3.1 | 90 | 0 | 0 | 0 | 43.15 | -17.5391 | 0 | 0 | 0 | 0 | 30.9551 | 0 | 0 | 350 | 0 | 0
4 | 21 | 4 | 4.5 | 3 | 90 | 0 | 0 | 0 | 56.3071 | -10.2729 | 0 | 0 | 0 | 0 | 31.0769 | 0 | 0 | 350 | 0 | 0
4 | 21 | 5 | 4.2 | 2.9 | 91 | 0 | 0 | 0 | 68.4107 | -1.7163 | 0 | 0 | 0 | 0 | 31.189 | 0 | 0 | 350 | 0 | 0
4 | 21 | 6 | 4 | 3.2 | 95 | 9 | 0 | 9 | 79.9216 | 7.3598 | 85.0784 | 26.6402 | 0 | 8.2307 | 31.2956 | 8.2307 | 39.1121 | 350 | 39.1121 | 0
4 | 21 | 7 | 5.2 | 4.5 | 95 | 73 | 2 | 72 | 91.4006 | 16.758 | 73.5994 | 17.242 | 0.78044 | 65.8454 | 31.4019 | 65.8454 | 312.8971 | 350 | 312.8971 | 0
4 | 21 | 8 | 5.5 | 4.3 | 92 | 176 | 56 | 155 | 103.5153 | 26.1485 | 61.4847 | 7.8515 | 33.8794 | 141.7504 | 31.514 | 141.7504 | 673.598 | 350 | 350 | 323.598
4 | 21 | 9 | 6.2 | 3 | 80 | 283 | 72 | 246 | 117.0937 | 35.0443 | 47.9063 | 1.0443 | 56.3714 | 224.9716 | 31.6398 | 281.343 | 1336.9419 | 350 | 350 | 986.9419
4 | 21 | 10 | 6.3 | 2.6 | 77 | 376 | 127 | 294 | 133.1377 | 42.8165 | 31.8623 | 8.8165 | 115.8034 | 268.8685 | 31.7883 | 384.6719 | 1827.9608 | 600 | 600 | 1227.9608
4 | 21 | 11 | 6.5 | 2.9 | 78 | 220 | 3 | 218 | 152.5299 | 48.5748 | 12.4701 | 14.5748 | 2.9487 | 199.3651 | 31.9679 | 202.3138 | 961.395 | 600 | 600 | 361.395
4 | 21 | 12 | 4.9 | 3.9 | 93 | 238 | 1 | 237 | 175.017 | 51.2539 | 10.017 | 17.2539 | 0.99124 | 216.741 | 32.1761 | 217.7322 | 1034.6634 | 600 | 600 | 434.6634
4 | 21 | 13 | 5.4 | 4 | 91 | 240 | 1 | 239 | 198.2093 | 50.1688 | 33.2093 | 16.1688 | 0.93633 | 218.57 | 32.3908 | 219.5063 | 1043.094 | 600 | 600 | 443.094
4 | 21 | 14 | 4.7 | 3.6 | 93 | 226 | 1 | 225 | 219.0875 | 45.6169 | 54.0875 | 11.6169 | 0.82191 | 205.7667 | 32.5841 | 206.5886 | 981.7092 | 600 | 600 | 381.7092
4 | 21 | 15 | 6.1 | 4.4 | 89 | 196 | 1 | 195 | 236.5046 | 38.5955 | 71.5046 | 4.5955 | 0.65581 | 178.3312 | 32.7454 | 178.987 | 850.5461 | 600 | 600 | 250.5461
4 | 21 | 16 | 6.4 | 3.5 | 82 | 153 | 0 | 153 | 251.0235 | 30.105 | 86.0235 | 3.895 | 0 | 139.9214 | 32.8798 | 139.9214 | 664.9064 | 900 | 664.9064 | 0
4 | 21 | 17 | 6.7 | 3.4 | 79 | 101 | 0 | 101 | 263.6651 | 20.8795 | 0 | 13.1205 | 0 | 92.3664 | 32.9969 | 92.3664 | 438.9251 | 900 | 438.9251 | 0
4 | 21 | 18 | 7.2 | 4.9 | 85 | 48 | 0 | 48 | 275.3392 | 11.4469 | 0 | 22.5531 | 0 | 43.8969 | 33.105 | 43.8969 | 208.5981 | 900 | 208.5981 | 0
4 | 21 | 19 | 7.3 | 5.2 | 87 | 8 | 0 | 8 | 286.7741 | 2.3541 | 0 | 31.6459 | 0 | 7.3162 | 33.2109 | 7.3162 | 34.7663 | 900 | 34.7663 | 0
4 | 21 | 20 | 7.4 | 5.6 | 88 | 0 | 0 | 0 | 298.57 | -6.6141 | 0 | 0 | 0 | 0 | 33.3201 | 0 | 0 | 800 | 0 | 0
4 | 21 | 21 | 7.4 | 5.4 | 87 | 0 | 0 | 0 | 311.2305 | -14.41 | 0 | 0 | 0 | 0 | 33.4373 | 0 | 0 | 700 | 0 | 0
4 | 21 | 22 | 7.4 | 6.2 | 92 | 0 | 0 | 0 | 325.1226 | -20.7351 | 0 | 0 | 0 | 0 | 33.566 | 0 | 0 | 600 | 0 | 0
4 | 21 | 23 | 7.7 | 6.4 | 91 | 0 | 0 | 0 | 340.3395 | -25.0778 | 0 | 0 | 0 | 0 | 33.7068 | 0 | 0 | 500 | 0 | 0
4 | 21 | 24 | 7.7 | 6.6 | 93 | 0 | 0 | 0 | 356.5307 | -26.971 | 0 | 0 | 0 | 0 | 33.8568 | 0 | 0 | 400 | 0 | 0
4 | 22 | 1 | 8 | 6.6 | 91 | 0 | 0 | 0 | 12.9104 | -26.1739 | 0 | 0 | 0 | 0 | 30.6751 | 0 | 0 | 350 | 0 | 0
4 | 22 | 2 | 8 | 6.8 | 92 | 0 | 0 | 0 | 28.5966 | -22.7904 | 0 | 0 | 0 | 0 | 30.8203 | 0 | 0 | 350 | 0 | 0
4 | 22 | 3 | 8.1 | 6.8 | 91 | 0 | 0 | 0 | 43.039 | -17.215 | 0 | 0 | 0 | 0 | 30.9541 | 0 | 0 | 350 | 0 | 0
4 | 22 | 4 | 8.4 | 6.7 | 89 | 0 | 0 | 0 | 56.1641 | -9.9618 | 0 | 0 | 0 | 0 | 31.0756 | 0 | 0 | 350 | 0 | 0
4 | 22 | 5 | 8.3 | 7.2 | 93 | 0 | 0 | 0 | 68.2463 | -1.3855 | 0 | 0 | 0 | 0 | 31.1875 | 0 | 0 | 350 | 0 | 0
4 | 22 | 6 | 8.2 | 7.3 | 94 | 5 | 0 | 5 | 79.7424 | 7.6459 | 85.2576 | 26.3541 | 0 | 4.5726 | 31.2939 | 4.5726 | 21.729 | 350 | 21.729 | 0
4 | 22 | 7 | 8.3 | 7.2 | 93 | 37 | 0 | 37 | 91.2111 | 17.0448 | 73.7889 | 16.9552 | 0 | 33.8372 | 31.4001 | 33.8372 | 160.7944 | 350 | 160.7944 | 0
4 | 22 | 8 | 8.3 | 7.2 | 93 | 88 | 0 | 88 | 103.3204 | 26.4396 | 61.6796 | 7.5604 | 0 | 80.4777 | 31.5122 | 80.4777 | 382.4298 | 350 | 350 | 32.4298
4 | 22 | 9 | 9 | 7.3 | 89 | 141 | 0 | 141 | 116.904 | 35.3463 | 48.096 | 1.3463 | 0 | 128.9471 | 31.638 | 128.9471 | 612.7569 | 350 | 350 | 262.7569
4 | 22 | 10 | 9.3 | 7.4 | 88 | 186 | 1 | 186 | 132.9777 | 43.1351 | 32.0223 | 9.1351 | 0.91281 | 170.1005 | 31.7868 | 171.0133 | 812.6552 | 600 | 600 | 212.6552
4 | 22 | 11 | 9.3 | 7.6 | 89 | 220 | 1 | 219 | 152.4464 | 48.9096 | 12.5536 | 14.9096 | 0.98357 | 200.2796 | 31.9671 | 201.2632 | 956.4026 | 600 | 600 | 356.4026
4 | 22 | 12 | 9.2 | 7.5 | 89 | 238 | 1 | 237 | 175.0629 | 51.5919 | 10.0629 | 17.5919 | 0.9917 | 216.741 | 32.1765 | 217.7326 | 1034.6656 | 600 | 600 | 434.6656
4 | 22 | 13 | 10 | 7.3 | 83 | 240 | 1 | 239 | 198.389 | 50.4878 | 33.389 | 16.4878 | 0.93666 | 218.57 | 32.3925 | 219.5066 | 1043.0956 | 600 | 600 | 443.0956
4 | 22 | 14 | 9.9 | 7.2 | 83 | 226 | 1 | 225 | 219.3465 | 45.9036 | 54.3465 | 11.9036 | 0.8222 | 205.7667 | 32.5865 | 206.5889 | 981.7106 | 600 | 600 | 381.7106
4 | 22 | 15 | 9.9 | 7.2 | 83 | 196 | 1 | 195 | 236.7882 | 38.8518 | 71.7882 | 4.8518 | 0.65616 | 178.3312 | 32.748 | 178.9873 | 850.5478 | 600 | 600 | 250.5478
4 | 22 | 16 | 10 | 6.8 | 80 | 153 | 0 | 153 | 251.3046 | 30.3407 | 86.3046 | 3.6593 | 0 | 139.9214 | 32.8825 | 139.9214 | 664.9064 | 900 | 664.9064 | 0
4 | 22 | 17 | 9.4 | 6.9 | 84 | 102 | 0 | 102 | 263.935 | 21.1051 | 0 | 12.8949 | 0 | 93.2809 | 32.9994 | 93.2809 | 443.2709 | 900 | 443.2709 | 0
4 | 22 | 18 | 8.8 | 6.6 | 86 | 49 | 0 | 49 | 275.5964 | 11.6711 | 0 | 22.3289 | 0 | 44.8114 | 33.1074 | 44.8114 | 212.9439 | 900 | 212.9439 | 0
4 | 22 | 19 | 8.3 | 6.1 | 86 | 9 | 0 | 9 | 287.0189 | 2.5736 | 0 | 31.4264 | 0 | 8.2307 | 33.2131 | 8.2307 | 39.1121 | 900 | 39.1121 | 0
4 | 22 | 20 | 7.9 | 5.2 | 83 | 0 | 0 | 0 | 298.8004 | -6.3633 | 0 | 0 | 0 | 0 | 33.3222 | 0 | 0 | 800 | 0 | 0
4 | 22 | 21 | 7.8 | 4.8 | 81 | 0 | 0 | 0 | 311.4408 | -14.1399 | 0 | 0 | 0 | 0 | 33.4393 | 0 | 0 | 700 | 0 | 0
4 | 22 | 22 | 7.4 | 5.1 | 85 | 0 | 0 | 0 | 325.3012 | -20.4413 | 0 | 0 | 0 | 0 | 33.5676 | 0 | 0 | 600 | 0 | 0
4 | 22 | 23 | 7.3 | 5.5 | 88 | 0 | 0 | 0 | 340.4699 | -24.7613 | 0 | 0 | 0 | 0 | 33.7081 | 0 | 0 | 500 | 0 | 0
4 | 22 | 24 | 7 | 5 | 87 | 0 | 0 | 0 | 356.5975 | -26.6386 | 0 | 0 | 0 | 0 | 33.8574 | 0 | 0 | 400 | 0 | 0
4 | 23 | 1 | 6.7 | 5.1 | 90 | 0 | 0 | 0 | 12.9078 | -25.8364 | 0 | 0 | 0 | 0 | 30.6751 | 0 | 0 | 350 | 0 | 0
4 | 23 | 2 | 6.5 | 4.9 | 89 | 0 | 0 | 0 | 28.5323 | -22.4582 | 0 | 0 | 0 | 0 | 30.8197 | 0 | 0 | 350 | 0 | 0
4 | 23 | 3 | 6.5 | 4.7 | 88 | 0 | 0 | 0 | 42.9282 | -16.8946 | 0 | 0 | 0 | 0 | 30.953 | 0 | 0 | 350 | 0 | 0
4 | 23 | 4 | 6.3 | 4.4 | 88 | 0 | 0 | 0 | 56.0214 | -9.6546 | 0 | 0 | 0 | 0 | 31.0743 | 0 | 0 | 350 | 0 | 0
4 | 23 | 5 | 6.2 | 4.4 | 88 | 0 | 0 | 0 | 68.0824 | -1.0442 | 0 | 0 | 0 | 0 | 31.1859 | 0 | 0 | 350 | 0 | 0
4 | 23 | 6 | 6.1 | 4 | 86 | 5 | 0 | 5 | 79.5637 | 7.9285 | 85.4363 | 26.0715 | 0 | 4.5726 | 31.2923 | 4.5726 | 21.729 | 350 | 21.729 | 0
4 | 23 | 7 | 6.1 | 3.8 | 85 | 39 | 0 | 39 | 91.0217 | 17.3275 | 73.9783 | 16.6725 | 0 | 35.6662 | 31.3983 | 35.6662 | 169.4859 | 350 | 169.4859 | 0
4 | 23 | 8 | 6.3 | 3.5 | 82 | 90 | 0 | 90 | 103.1252 | 26.7266 | 61.8748 | 7.2734 | 0 | 82.3067 | 31.5104 | 82.3067 | 391.1214 | 350 | 350 | 41.1214
4 | 23 | 9 | 6.9 | 3.5 | 79 | 289 | 101 | 235 | 116.7133 | 35.6442 | 48.2867 | 1.6442 | 79.3356 | 214.9119 | 31.6362 | 294.2475 | 1398.264 | 350 | 350 | 1048.264
4 | 23 | 10 | 7.9 | 4.2 | 77 | 381 | 126 | 299 | 132.8159 | 43.4496 | 32.1841 | 9.4496 | 115.1294 | 273.4411 | 31.7853 | 388.5706 | 1846.4873 | 600 | 600 | 1246.4873
4 | 23 | 11 | 9.5 | 4.3 | 70 | 590 | 323 | 350 | 152.3604 | 49.2405 | 12.6396 | 15.2405 | 317.897 | 320.0816 | 31.9663 | 637.9786 | 3031.6743 | 600 | 600 | 2431.6743
4 | 23 | 12 | 9.9 | 5.1 | 72 | 727 | 615 | 240 | 175.1067 | 51.9263 | 10.1067 | 17.9263 | 610.1553 | 219.4845 | 32.1769 | 829.6398 | 3942.4485 | 600 | 600 | 3342.4485
4 | 23 | 13 | 9.4 | 5.1 | 75 | 643 | 385 | 337 | 198.5671 | 50.8036 | 33.5671 | 16.8036 | 360.7284 | 308.1928 | 32.3941 | 668.9212 | 3178.7138 | 600 | 600 | 2578.7138
4 | 23 | 14 | 8.9 | 5.1 | 77 | 460 | 141 | 353 | 219.6035 | 46.1874 | 54.6035 | 12.1874 | 115.9694 | 322.8251 | 32.5889 | 438.7945 | 2085.1517 | 600 | 600 | 1485.1517
4 | 23 | 15 | 8.1 | 4 | 75 | 400 | 128 | 313 | 237.0694 | 39.1058 | 72.0694 | 5.1058 | 84.0331 | 286.2444 | 32.7506 | 370.2775 | 1759.5585 | 600 | 600 | 1159.5585
4 | 23 | 16 | 7.7 | 2.8 | 71 | 313 | 63 | 277 | 251.5829 | 30.5744 | 86.5829 | 3.4256 | 28.3747 | 253.3217 | 32.885 | 253.3217 | 1203.7847 | 900 | 900 | 303.7847
4 | 23 | 17 | 7.5 | 1.6 | 66 | 313 | 319 | 178 | 264.2017 | 21.329 | 0 | 12.671 | 69.6198 | 162.7843 | 33.0019 | 162.7843 | 773.5512 | 900 | 773.5512 | 0
4 | 23 | 18 | 7.7 | 1.6 | 65 | 152 | 162 | 109 | 275.8503 | 11.8939 | 0 | 22.1061 | 0 | 99.6825 | 33.1097 | 99.6825 | 473.6915 | 900 | 473.6915 | 0
4 | 23 | 19 | 7.1 | 1.1 | 66 | 28 | 0 | 28 | 287.26 | 2.7928 | 0 | 31.2072 | 0 | 25.6065 | 33.2154 | 25.6065 | 121.6822 | 900 | 121.6822 | 0
4 | 23 | 20 | 6.6 | 0.5 | 65 | 0 | 0 | 0 | 299.027 | -6.114 | 0 | 0 | 0 | 0 | 33.3243 | 0 | 0 | 800 | 0 | 0
4 | 23 | 21 | 6.3 | 1.2 | 70 | 0 | 0 | 0 | 311.6471 | -13.8717 | 0 | 0 | 0 | 0 | 33.4412 | 0 | 0 | 700 | 0 | 0
4 | 23 | 22 | 6.2 | 1.6 | 72 | 0 | 0 | 0 | 325.4758 | -20.1497 | 0 | 0 | 0 | 0 | 33.5692 | 0 | 0 | 600 | 0 | 0
4 | 23 | 23 | 6.2 | 1.7 | 73 | 0 | 0 | 0 | 340.5967 | -24.4477 | 0 | 0 | 0 | 0 | 33.7092 | 0 | 0 | 500 | 0 | 0
4 | 23 | 24 | 6 | 1.5 | 73 | 0 | 0 | 0 | 356.6615 | -26.3095 | 0 | 0 | 0 | 0 | 33.858 | 0 | 0 | 400 | 0 | 0
4 | 24 | 1 | 5.6 | 2 | 78 | 0 | 0 | 0 | 12.9036 | -25.5026 | 0 | 0 | 0 | 0 | 30.675 | 0 | 0 | 350 | 0 | 0
4 | 24 | 2 | 5.2 | 1.5 | 77 | 0 | 0 | 0 | 28.4674 | -22.1299 | 0 | 0 | 0 | 0 | 30.8191 | 0 | 0 | 350 | 0 | 0
4 | 24 | 3 | 5.1 | 0.5 | 72 | 0 | 0 | 0 | 42.8175 | -16.5782 | 0 | 0 | 0 | 0 | 30.952 | 0 | 0 | 350 | 0 | 0
4 | 24 | 4 | 4.9 | 0.2 | 72 | 0 | 0 | 0 | 55.8793 | -9.3512 | 0 | 0 | 0 | 0 | 31.073 | 0 | 0 | 350 | 0 | 0
4 | 24 | 5 | 4.6 | -0.5 | 69 | 0 | 0 | 0 | 67.9191 | -0.68068 | 0 | 0 | 0 | 0 | 31.1844 | 0 | 0 | 350 | 0 | 0
4 | 24 | 6 | 4.5 | -1.6 | 64 | 19 | 0 | 19 | 79.3855 | 8.2072 | 85.6145 | 25.7928 | 0 | 17.3759 | 31.2906 | 17.3759 | 82.5701 | 350 | 82.5701 | 0
4 | 24 | 7 | 5 | -1.5 | 62 | 134 | 146 | 100 | 90.8326 | 17.6062 | 74.1674 | 16.3938 | 57.842 | 91.4519 | 31.3966 | 91.4519 | 434.5793 | 350 | 350 | 84.5793
4 | 24 | 8 | 5.7 | -1.3 | 60 | 308 | 404 | 150 | 102.9298 | 27.0094 | 62.0702 | 6.9906 | 246.3791 | 137.1778 | 31.5086 | 137.1778 | 651.869 | 350 | 350 | 301.869
4 | 24 | 9 | 6.3 | -2.1 | 54 | 485 | 608 | 158 | 116.5217 | 35.9378 | 48.4783 | 1.9378 | 478.3133 | 144.494 | 31.6345 | 622.8073 | 2959.5803 | 350 | 350 | 2609.5803
4 | 24 | 10 | 6.9 | -2.4 | 50 | 633 | 713 | 163 | 132.6523 | 43.7599 | 32.3477 | 9.7599 | 652.1049 | 149.0666 | 31.7838 | 801.1715 | 3807.1669 | 600 | 600 | 3207.1669
4 | 24 | 11 | 7.7 | -2.3 | 48 | 744 | 836 | 120 | 152.272 | 49.5674 | 12.728 | 15.5674 | 823.2866 | 109.7423 | 31.9655 | 933.0288 | 4433.753 | 600 | 600 | 3833.753
4 | 24 | 12 | 8.4 | -3.9 | 40 | 807 | 848 | 133 | 175.1482 | 52.2571 | 10.1482 | 18.2571 | 841.6502 | 121.631 | 32.1773 | 963.2812 | 4577.5122 | 600 | 600 | 3977.5122
4 | 24 | 13 | 8.3 | -3.6 | 41 | 792 | 709 | 225 | 198.7433 | 51.1162 | 33.7433 | 17.1162 | 664.4983 | 205.7667 | 32.3958 | 870.265 | 4135.4993 | 600 | 600 | 3535.4993
4 | 24 | 14 | 8.8 | -1.7 | 47 | 699 | 506 | 314 | 219.8584 | 46.4683 | 54.8584 | 12.4683 | 416.3049 | 287.1589 | 32.5913 | 703.4638 | 3342.8601 | 600 | 600 | 2742.8601
4 | 24 | 15 | 8.9 | -1.8 | 46 | 607 | 506 | 262 | 237.348 | 39.3572 | 72.348 | 5.3572 | 332.3647 | 239.6039 | 32.7532 | 571.9686 | 2717.9949 | 600 | 600 | 2117.9949
4 | 24 | 16 | 8.8 | -2.1 | 45 | 476 | 399 | 249 | 251.8581 | 30.806 | 86.8581 | 3.194 | 179.9098 | 227.7152 | 32.8876 | 227.7152 | 1082.1025 | 900 | 900 | 182.1025
4 | 24 | 17 | 8.8 | -1.9 | 46 | 338 | 372 | 179 | 264.4651 | 21.5511 | 0 | 12.4489 | 81.4689 | 163.6989 | 33.0043 | 163.6989 | 777.897 | 900 | 777.897 | 0
4 | 24 | 18 | 8.3 | -1 | 51 | 171 | 264 | 101 | 276.1007 | 12.1152 | 0 | 21.8848 | 0 | 92.3664 | 33.112 | 92.3664 | 438.9251 | 900 | 438.9251 | 0
4 | 24 | 19 | 7.4 | -1.3 | 53 | 33 | 4 | 33 | 287.4975 | 3.0115 | 0 | 30.9885 | 0 | 30.1791 | 33.2176 | 30.1791 | 143.4112 | 900 | 143.4112 | 0
4 | 24 | 20 | 6.8 | -4.9 | 41 | 0 | 0 | 0 | 299.2498 | -5.8662 | 0 | 0 | 0 | 0 | 33.3264 | 0 | 0 | 800 | 0 | 0
4 | 24 | 21 | 6.3 | -3.6 | 47 | 0 | 0 | 0 | 311.8494 | -13.6053 | 0 | 0 | 0 | 0 | 33.443 | 0 | 0 | 700 | 0 | 0
4 | 24 | 22 | 6.3 | -2.1 | 54 | 0 | 0 | 0 | 325.6464 | -19.8606 | 0 | 0 | 0 | 0 | 33.5708 | 0 | 0 | 600 | 0 | 0
4 | 24 | 23 | 5.9 | -0.1 | 65 | 0 | 0 | 0 | 340.7199 | -24.1369 | 0 | 0 | 0 | 0 | 33.7104 | 0 | 0 | 500 | 0 | 0
4 | 24 | 24 | 5.6 | 0.1 | 68 | 0 | 0 | 0 | 356.7227 | -25.9839 | 0 | 0 | 0 | 0 | 33.8585 | 0 | 0 | 400 | 0 | 0
4 | 25 | 1 | 4.5 | 0.5 | 75 | 0 | 0 | 0 | 12.8978 | -25.1725 | 0 | 0 | 0 | 0 | 30.675 | 0 | 0 | 350 | 0 | 0
4 | 25 | 2 | 4.9 | 1.4 | 78 | 0 | 0 | 0 | 28.4019 | -21.8055 | 0 | 0 | 0 | 0 | 30.8185 | 0 | 0 | 350 | 0 | 0
4 | 25 | 3 | 4.5 | 2 | 84 | 0 | 0 | 0 | 42.7068 | -16.2657 | 0 | 0 | 0 | 0 | 30.951 | 0 | 0 | 350 | 0 | 0
4 | 25 | 4 | 4.8 | 2.1 | 83 | 0 | 0 | 0 | 55.7375 | -9.0518 | 0 | 0 | 0 | 0 | 31.0716 | 0 | 0 | 350 | 0 | 0
4 | 25 | 5 | 4.6 | 2.6 | 87 | 0 | 0 | 0 | 67.7563 | -0.26452 | 0 | 0 | 0 | 0 | 31.1829 | 0 | 0 | 350 | 0 | 0
4 | 25 | 6 | 5.3 | 3.8 | 90 | 20 | 0 | 20 | 79.2076 | 8.4821 | 85.7924 | 25.5179 | 0 | 18.2904 | 31.289 | 18.2904 | 86.9159 | 350 | 86.9159 | 0
4 | 25 | 7 | 7.6 | 4.8 | 82 | 137 | 166 | 98 | 90.6436 | 17.8807 | 74.3564 | 16.1193 | 66.0761 | 89.6228 | 31.3948 | 89.6228 | 425.8877 | 350 | 350 | 75.8877
4 | 25 | 8 | 8.5 | 5.6 | 82 | 309 | 450 | 131 | 102.7341 | 27.2879 | 62.2659 | 6.7121 | 275.109 | 119.802 | 31.5068 | 119.802 | 569.2989 | 350 | 350 | 219.2989
4 | 25 | 9 | 9.2 | 4.4 | 72 | 486 | 639 | 140 | 116.3292 | 36.227 | 48.6708 | 2.227 | 503.4317 | 128.0326 | 31.6327 | 631.4643 | 3000.7184 | 350 | 350 | 2650.7184
4 | 25 | 10 | 10.3 | 4.2 | 66 | 638 | 763 | 132 | 132.4869 | 44.0658 | 32.5131 | 10.0658 | 698.458 | 120.7165 | 31.7823 | 819.1745 | 3892.7172 | 600 | 600 | 3292.7172
4 | 25 | 11 | 10.5 | 3.4 | 61 | 750 | 806 | 145 | 152.181 | 49.8903 | 12.819 | 15.8903 | 794.1846 | 132.6052 | 31.9646 | 926.7898 | 4404.1051 | 600 | 600 | 3804.1051
4 | 25 | 12 | 10.3 | 4.7 | 68 | 780 | 739 | 191 | 175.1872 | 52.5843 | 10.1872 | 18.5843 | 733.7289 | 174.6731 | 32.1777 | 908.4019 | 4316.726 | 600 | 600 | 3716.726
4 | 25 | 13 | 10.6 | 4.5 | 66 | 807 | 807 | 160 | 198.9174 | 51.4254 | 33.9174 | 17.4254 | 756.5501 | 146.323 | 32.3974 | 902.8731 | 4290.4532 | 600 | 600 | 3690.4532
4 | 25 | 14 | 10.6 | 4.9 | 68 | 759 | 808 | 141 | 220.1111 | 46.7462 | 55.1111 | 12.7462 | 664.9689 | 128.9471 | 32.5936 | 793.9161 | 3772.6891 | 600 | 600 | 3172.6891
4 | 25 | 15 | 10 | 5.1 | 72 | 531 | 311 | 318 | 237.6238 | 39.6061 | 72.6238 | 5.6061 | 204.3833 | 290.817 | 32.7558 | 495.2003 | 2353.1916 | 600 | 600 | 1753.1916
4 | 25 | 16 | 10.3 | 5 | 70 | 523 | 616 | 171 | 252.1301 | 31.0354 | 87.1301 | 2.9646 | 278.0717 | 156.3827 | 32.8901 | 156.3827 | 743.1306 | 900 | 743.1306 | 0
4 | 25 | 17 | 10.2 | 6.1 | 76 | 350 | 509 | 131 | 264.7251 | 21.7714 | 0 | 12.2286 | 111.8637 | 119.802 | 33.0067 | 119.802 | 569.2989 | 900 | 569.2989 | 0
4 | 25 | 18 | 9.3 | 6.2 | 81 | 171 | 278 | 96 | 276.3476 | 12.3348 | 0 | 21.6652 | 0 | 87.7938 | 33.1143 | 87.7938 | 417.1962 | 900 | 417.1962 | 0
4 | 25 | 19 | 8.5 | 6.1 | 85 | 35 | 11 | 34 | 287.7312 | 3.2296 | 0 | 30.7704 | 0 | 31.0936 | 33.2197 | 31.0936 | 147.757 | 900 | 147.757 | 0
4 | 25 | 20 | 7.7 | 6.2 | 90 | 0 | 0 | 0 | 299.4686 | -5.62 | 0 | 0 | 0 | 0 | 33.3284 | 0 | 0 | 800 | 0 | 0
4 | 25 | 21 | 7.5 | 6 | 90 | 0 | 0 | 0 | 312.0475 | -13.341 | 0 | 0 | 0 | 0 | 33.4449 | 0 | 0 | 700 | 0 | 0
4 | 25 | 22 | 7.5 | 6 | 90 | 0 | 0 | 0 | 325.8128 | -19.5738 | 0 | 0 | 0 | 0 | 33.5723 | 0 | 0 | 600 | 0 | 0
4 | 25 | 23 | 6.5 | 4.9 | 89 | 0 | 0 | 0 | 340.8394 | -23.8292 | 0 | 0 | 0 | 0 | 33.7115 | 0 | 0 | 500 | 0 | 0
4 | 25 | 24 | 5.8 | 3.6 | 86 | 0 | 0 | 0 | 356.7811 | -25.6618 | 0 | 0 | 0 | 0 | 33.8591 | 0 | 0 | 400 | 0 | 0
4 | 26 | 1 | 5 | 3 | 87 | 0 | 0 | 0 | 12.8903 | -24.8463 | 0 | 0 | 0 | 0 | 30.6749 | 0 | 0 | 350 | 0 | 0
4 | 26 | 2 | 4.2 | 2.8 | 91 | 0 | 0 | 0 | 28.3358 | -21.4853 | 0 | 0 | 0 | 0 | 30.8179 | 0 | 0 | 350 | 0 | 0
4 | 26 | 3 | 4.7 | 2.2 | 84 | 0 | 0 | 0 | 42.5963 | -15.9574 | 0 | 0 | 0 | 0 | 30.95 | 0 | 0 | 350 | 0 | 0
4 | 26 | 4 | 3.7 | 1.6 | 86 | 0 | 0 | 0 | 55.5963 | -8.7564 | 0 | 0 | 0 | 0 | 31.0703 | 0 | 0 | 350 | 0 | 0
4 | 26 | 5 | 3.2 | 1.1 | 86 | 0 | 0 | 0 | 67.594 | 0.111 | 0 | 33.889 | 0 | 0 | 31.1814 | 0 | 0 | 350 | 0 | 0
4 | 26 | 6 | 3.4 | 1.4 | 87 | 19 | 0 | 19 | 79.0303 | 8.753 | 85.9697 | 25.247 | 0 | 17.3759 | 31.2873 | 17.3759 | 82.5701 | 350 | 82.5701 | 0
4 | 26 | 7 | 5.3 | 1.7 | 78 | 113 | 84 | 93 | 90.4549 | 18.1509 | 74.5451 | 15.8491 | 33.5883 | 85.0502 | 31.3931 | 85.0502 | 404.1588 | 350 | 350 | 54.1588
4 | 26 | 8 | 6.1 | 1.4 | 72 | 287 | 297 | 168 | 102.5382 | 27.562 | 62.4618 | 6.438 | 182.0013 | 153.6392 | 31.505 | 153.6392 | 730.0933 | 350 | 350 | 380.0933
4 | 26 | 9 | 6.8 | 1.6 | 69 | 475 | 541 | 180 | 116.1358 | 36.5118 | 48.8642 | 2.5118 | 426.8118 | 164.6134 | 31.6309 | 591.4252 | 2810.4525 | 350 | 350 | 2460.4525
4 | 26 | 10 | 7.3 | 1.4 | 66 | 622 | 692 | 161 | 132.3196 | 44.3672 | 32.6804 | 10.3672 | 633.9949 | 147.2375 | 31.7807 | 781.2324 | 3712.4165 | 600 | 600 | 3112.4165
4 | 26 | 11 | 8.3 | 1.5 | 62 | 754 | 767 | 176 | 152.0874 | 50.2089 | 12.9126 | 16.2089 | 756.1443 | 160.9553 | 31.9638 | 917.0996 | 4358.0572 | 600 | 600 | 3758.0572
4 | 26 | 12 | 8.7 | 0.1 | 55 | 817 | 856 | 131 | 175.2237 | 52.9076 | 10.2237 | 18.9076 | 850.1698 | 119.802 | 32.178 | 969.9718 | 4609.306 | 600 | 600 | 4009.306
4 | 26 | 13 | 9.8 | -0.3 | 49 | 816 | 838 | 141 | 199.0894 | 51.7312 | 34.0894 | 17.7312 | 785.8033 | 128.9471 | 32.399 | 914.7505 | 4346.8942 | 600 | 600 | 3746.8942
4 | 26 | 14 | 8.4 | 0.4 | 57 | 767 | 824 | 135 | 220.3613 | 47.0212 | 55.3613 | 13.0212 | 678.3268 | 123.46 | 32.5959 | 801.7869 | 3810.0912 | 600 | 600 | 3210.0912
4 | 26 | 15 | 8.4 | 1 | 60 | 649 | 660 | 195 | 237.8966 | 39.8524 | 72.8966 | 5.8524 | 433.9571 | 178.3312 | 32.7583 | 612.2883 | 2909.5938 | 600 | 600 | 2309.5938
4 | 26 | 16 | 8.4 | 1.3 | 61 | 528 | 730 | 108 | 252.3989 | 31.2628 | 87.3989 | 2.7372 | 329.9109 | 98.768 | 32.8926 | 98.768 | 469.3457 | 900 | 469.3457 | 0
4 | 26 | 17 | 7.7 | 0.6 | 61 | 356 | 443 | 164 | 264.9816 | 21.9898 | 0 | 12.0102 | 97.7043 | 149.9811 | 33.0091 | 149.9811 | 712.7101 | 900 | 712.7101 | 0
4 | 26 | 18 | 7.5 | 1.3 | 65 | 177 | 299 | 95 | 276.5907 | 12.5529 | 0 | 21.4471 | 0 | 86.8793 | 33.1166 | 86.8793 | 412.8504 | 900 | 412.8504 | 0
4 | 26 | 19 | 6.5 | 1 | 68 | 38 | 12 | 36 | 287.961 | 3.4469 | 0 | 30.5531 | 0 | 32.9227 | 33.2219 | 32.9227 | 156.4486 | 900 | 156.4486 | 0
4 | 26 | 20 | 5.4 | 1.4 | 75 | 1 | 0 | 1 | 299.6833 | -5.3753 | 0 | 0 | 0 | 0.91452 | 33.3304 | 0.91452 | 4.3458 | 800 | 4.3458 | 0
4 | 26 | 21 | 4.7 | 1.7 | 81 | 0 | 0 | 0 | 312.2415 | -13.0787 | 0 | 0 | 0 | 0 | 33.4467 | 0 | 0 | 700 | 0 | 0
4 | 26 | 22 | 4.2 | 1.4 | 82 | 0 | 0 | 0 | 325.9752 | -19.2896 | 0 | 0 | 0 | 0 | 33.5738 | 0 | 0 | 600 | 0 | 0
4 | 26 | 23 | 4.6 | 1.8 | 82 | 0 | 0 | 0 | 340.9552 | -23.5245 | 0 | 0 | 0 | 0 | 33.7125 | 0 | 0 | 500 | 0 | 0
4 | 26 | 24 | 3.9 | 1.6 | 85 | 0 | 0 | 0 | 356.8368 | -25.3432 | 0 | 0 | 0 | 0 | 33.8596 | 0 | 0 | 400 | 0 | 0
4 | 27 | 1 | 3.7 | 1.1 | 83 | 0 | 0 | 0 | 12.8811 | -24.5241 | 0 | 0 | 0 | 0 | 30.6748 | 0 | 0 | 350 | 0 | 0
4 | 27 | 2 | 5.6 | 2.2 | 79 | 0 | 0 | 0 | 28.2691 | -21.1691 | 0 | 0 | 0 | 0 | 30.8173 | 0 | 0 | 350 | 0 | 0
4 | 27 | 3 | 5.8 | 3.4 | 85 | 0 | 0 | 0 | 42.4858 | -15.6532 | 0 | 0 | 0 | 0 | 30.9489 | 0 | 0 | 350 | 0 | 0
4 | 27 | 4 | 6.3 | 4.5 | 88 | 0 | 0 | 0 | 55.4554 | -8.4652 | 0 | 0 | 0 | 0 | 31.069 | 0 | 0 | 350 | 0 | 0
4 | 27 | 5 | 7.2 | 6.3 | 94 | 0 | 0 | 0 | 67.4324 | 0.34374 | 0 | 33.6563 | 0 | 0 | 31.1799 | 0 | 0 | 350 | 0 | 0
4 | 27 | 6 | 7.6 | 6.3 | 91 | 18 | 0 | 18 | 78.8535 | 9.0198 | 86.1465 | 24.9802 | 0 | 16.4613 | 31.2857 | 16.4613 | 78.2243 | 350 | 78.2243 | 0
4 | 27 | 7 | 8 | 6.3 | 89 | 115 | 84 | 95 | 90.2664 | 18.4168 | 74.7336 | 15.5832 | 33.7356 | 86.8793 | 31.3914 | 86.8793 | 412.8504 | 350 | 350 | 62.8504
4 | 27 | 8 | 8.5 | 7 | 90 | 193 | 60 | 168 | 102.3422 | 27.8317 | 62.6578 | 6.1683 | 36.8512 | 153.6392 | 31.5032 | 153.6392 | 730.0933 | 350 | 350 | 380.0933
4 | 27 | 9 | 8.6 | 7.1 | 90 | 148 | 0 | 148 | 115.9416 | 36.7919 | 49.0584 | 2.7919 | 0 | 135.3488 | 31.6291 | 135.3488 | 643.1774 | 350 | 350 | 293.1774
4 | 27 | 10 | 10.1 | 7.6 | 84 | 390 | 132 | 301 | 132.1506 | 44.6641 | 32.8494 | 10.6641 | 121.0303 | 275.2702 | 31.7792 | 396.3004 | 1883.2196 | 600 | 600 | 1283.2196
4 | 27 | 11 | 10 | 8.4 | 90 | 751 | 436 | 421 | 151.9912 | 50.5233 | 13.0088 | 16.5233 | 430.0316 | 385.0124 | 31.9629 | 815.044 | 3873.0892 | 600 | 600 | 3273.0892
4 | 27 | 12 | 10.6 | 7 | 78 | 806 | 820 | 146 | 175.2576 | 53.2271 | 10.2576 | 19.2271 | 814.6526 | 133.5197 | 32.1783 | 948.1723 | 4505.7149 | 600 | 600 | 3905.7149
4 | 27 | 13 | 10.2 | 6.5 | 78 | 744 | 551 | 299 | 199.259 | 52.0336 | 34.259 | 18.0336 | 516.7931 | 273.4411 | 32.4005 | 790.2342 | 3755.1931 | 600 | 600 | 3155.1931
4 | 27 | 14 | 10.2 | 7 | 81 | 614 | 376 | 325 | 220.609 | 47.293 | 55.609 | 13.293 | 309.6099 | 297.2186 | 32.5982 | 606.8285 | 2883.6492 | 600 | 600 | 2283.6492
4 | 27 | 15 | 10.9 | 7.3 | 78 | 609 | 520 | 249 | 238.1664 | 40.0962 | 73.1664 | 6.0962 | 342.0755 | 227.7152 | 32.7608 | 569.7907 | 2707.6453 | 600 | 600 | 2107.6453
4 | 27 | 16 | 9.6 | 5.7 | 77 | 321 | 122 | 250 | 252.6643 | 31.4879 | 87.6643 | 2.5121 | 55.1996 | 228.6297 | 32.895 | 228.6297 | 1086.4483 | 900 | 900 | 186.4483
4 | 27 | 17 | 9.8 | 5.4 | 74 | 324 | 319 | 185 | 265.2346 | 22.2064 | 0 | 11.7936 | 70.6084 | 169.186 | 33.0114 | 169.186 | 803.9718 | 900 | 803.9718 | 0
4 | 27 | 18 | 9.3 | 4.5 | 72 | 174 | 273 | 98 | 276.8302 | 12.7692 | 0 | 21.2308 | 0 | 89.6228 | 33.1188 | 89.6228 | 425.8877 | 900 | 425.8877 | 0
4 | 27 | 19 | 8.8 | 3 | 67 | 36 | 0 | 36 | 288.187 | 3.6632 | 0 | 30.3368 | 0 | 32.9227 | 33.224 | 32.9227 | 156.4486 | 900 | 156.4486 | 0
4 | 27 | 20 | 8.1 | 1 | 61 | 1 | 0 | 1 | 299.894 | -5.1322 | 0 | 0 | 0 | 0.91452 | 33.3324 | 0.91452 | 4.3458 | 800 | 4.3458 | 0
4 | 27 | 21 | 7.8 | 1.7 | 65 | 0 | 0 | 0 | 312.4313 | -12.8186 | 0 | 0 | 0 | 0 | 33.4484 | 0 | 0 | 700 | 0 | 0
4 | 27 | 22 | 7.2 | 0.6 | 63 | 0 | 0 | 0 | 326.1335 | -19.008 | 0 | 0 | 0 | 0 | 33.5753 | 0 | 0 | 600 | 0 | 0
4 | 27 | 23 | 5 | -1 | 65 | 0 | 0 | 0 | 341.0674 | -23.223 | 0 | 0 | 0 | 0 | 33.7136 | 0 | 0 | 500 | 0 | 0
4 | 27 | 24 | 4.4 | -1.1 | 67 | 0 | 0 | 0 | 356.8896 | -25.0284 | 0 | 0 | 0 | 0 | 33.8601 | 0 | 0 | 400 | 0 | 0
4 | 28 | 1 | 4.1 | -4 | 53 | 0 | 0 | 0 | 12.8703 | -24.206 | 0 | 0 | 0 | 0 | 30.6747 | 0 | 0 | 350 | 0 | 0
4 | 28 | 2 | 3.5 | -3.2 | 60 | 0 | 0 | 0 | 28.2017 | -20.8572 | 0 | 0 | 0 | 0 | 30.8167 | 0 | 0 | 350 | 0 | 0
4 | 28 | 3 | 3.3 | -2.8 | 63 | 0 | 0 | 0 | 42.3754 | -15.3534 | 0 | 0 | 0 | 0 | 30.9479 | 0 | 0 | 350 | 0 | 0
4 | 28 | 4 | 3.3 | -2.2 | 66 | 0 | 0 | 0 | 55.315 | -8.1782 | 0 | 0 | 0 | 0 | 31.0677 | 0 | 0 | 350 | 0 | 0
4 | 28 | 5 | 3.3 | -2.2 | 66 | 0 | 0 | 0 | 67.2713 | 0.57745 | 0 | 33.4226 | 0 | 0 | 31.1784 | 0 | 0 | 350 | 0 | 0
4 | 28 | 6 | 4.4 | -3.2 | 56 | 24 | 0 | 24 | 78.6772 | 9.2824 | 86.3228 | 24.7176 | 0 | 21.9485 | 31.284 | 21.9485 | 104.299 | 350 | 104.299 | 0
4 | 28 | 7 | 5.5 | -2.6 | 55 | 150 | 163 | 110 | 90.0783 | 18.6783 | 74.9217 | 15.3217 | 65.7393 | 100.5971 | 31.3896 | 100.5971 | 478.0373 | 350 | 350 | 128.0373
4 | 28 | 8 | 7 | -2.5 | 50 | 327 | 420 | 155 | 102.1462 | 28.0967 | 62.8538 | 5.9033 | 258.5167 | 141.7504 | 31.5014 | 141.7504 | 673.598 | 350 | 350 | 323.598
4 | 28 | 9 | 7.3 | -3.3 | 45 | 505 | 622 | 161 | 115.7466 | 37.0674 | 49.2534 | 3.0674 | 491.967 | 147.2375 | 31.6273 | 639.2045 | 3037.4997 | 350 | 350 | 2687.4997
4 | 28 | 10 | 7.5 | -1.2 | 53 | 656 | 734 | 161 | 131.9797 | 44.9564 | 33.0203 | 10.9564 | 673.4934 | 147.2375 | 31.7776 | 820.7309 | 3900.1132 | 600 | 600 | 3300.1132
4 | 28 | 11 | 8.1 | -2.8 | 45 | 760 | 838 | 122 | 151.8924 | 50.8333 | 13.1076 | 16.8333 | 826.8841 | 111.5713 | 31.962 | 938.4554 | 4459.5401 | 600 | 600 | 3859.5401
4 | 28 | 12 | 8.8 | -1.9 | 46 | 826 | 862 | 130 | 175.2887 | 53.5427 | 10.2887 | 19.5427 | 856.6016 | 118.8874 | 32.1786 | 975.4891 | 4635.524 | 600 | 600 | 4035.524
4 | 28 | 13 | 8.7 | -1.9 | 46 | 832 | 863 | 131 | 199.4261 | 52.3324 | 34.4261 | 18.3324 | 809.583 | 119.802 | 32.4021 | 929.385 | 4416.4375 | 600 | 600 | 3816.4375
4 | 28 | 14 | 8.7 | -1.9 | 46 | 776 | 831 | 133 | 220.8538 | 47.5618 | 55.8538 | 13.5618 | 684.4431 | 121.631 | 32.6005 | 806.0741 | 3830.4639 | 600 | 600 | 3230.4639
4 | 28 | 15 | 8.2 | -2.3 | 46 | 414 | 135 | 320 | 238.433 | 40.3373 | 73.433 | 6.3373 | 88.8519 | 292.646 | 32.7633 | 381.4979 | 1812.878 | 600 | 600 | 1212.878
4 | 28 | 16 | 7.4 | -3 | 46 | 327 | 70 | 286 | 252.9261 | 31.7108 | 87.9261 | 2.2892 | 31.7089 | 261.5524 | 32.8975 | 261.5524 | 1242.8969 | 900 | 900 | 342.8969
4 | 28 | 17 | 7.3 | -1 | 55 | 221 | 78 | 186 | 265.4838 | 22.4211 | 0 | 11.5789 | 17.3274 | 170.1005 | 33.0137 | 170.1005 | 808.3175 | 900 | 808.3175 | 0
4 | 28 | 18 | 7 | -1.9 | 52 | 112 | 5 | 110 | 277.0657 | 12.9839 | 0 | 21.0161 | 0 | 100.5971 | 33.121 | 100.5971 | 478.0373 | 900 | 478.0373 | 0
4 | 28 | 19 | 7.1 | -1.7 | 53 | 26 | 0 | 26 | 288.4089 | 3.8785 | 0 | 30.1215 | 0 | 23.7775 | 33.226 | 23.7775 | 112.9906 | 900 | 112.9906 | 0
4 | 28 | 20 | 7.1 | -1.1 | 55 | 1 | 0 | 1 | 300.1005 | -4.8908 | 0 | 0 | 0 | 0.91452 | 33.3343 | 0.91452 | 4.3458 | 800 | 4.3458 | 0
4 | 28 | 21 | 7.1 | 1.9 | 69 | 0 | 0 | 0 | 312.6168 | -12.5606 | 0 | 0 | 0 | 0 | 33.4502 | 0 | 0 | 700 | 0 | 0
4 | 28 | 22 | 7.4 | 1.8 | 68 | 0 | 0 | 0 | 326.2876 | -18.7291 | 0 | 0 | 0 | 0 | 33.5767 | 0 | 0 | 600 | 0 | 0
4 | 28 | 23 | 7 | 3.7 | 79 | 0 | 0 | 0 | 341.1759 | -22.9247 | 0 | 0 | 0 | 0 | 33.7146 | 0 | 0 | 500 | 0 | 0
4 | 28 | 24 | 6.7 | 5.3 | 91 | 0 | 0 | 0 | 356.9397 | -24.7174 | 0 | 0 | 0 | 0 | 33.8606 | 0 | 0 | 400 | 0 | 0
4 | 29 | 1 | 7.1 | 6.9 | 99 | 0 | 0 | 0 | 12.8578 | -23.892 | 0 | 0 | 0 | 0 | 30.6746 | 0 | 0 | 350 | 0 | 0
4 | 29 | 2 | 7.7 | 7.7 | 100 | 0 | 0 | 0 | 28.1337 | -20.5497 | 0 | 0 | 0 | 0 | 30.8161 | 0 | 0 | 350 | 0 | 0
4 | 29 | 3 | 8.2 | 8.2 | 100 | 0 | 0 | 0 | 42.2651 | -15.058 | 0 | 0 | 0 | 0 | 30.9469 | 0 | 0 | 350 | 0 | 0
4 | 29 | 4 | 8.7 | 8.7 | 100 | 0 | 0 | 0 | 55.1751 | -7.8956 | 0 | 0 | 0 | 0 | 31.0664 | 0 | 0 | 350 | 0 | 0
4 | 29 | 5 | 8.8 | 8.8 | 100 | 0 | 0 | 0 | 67.1108 | 0.8114 | 0 | 33.1886 | 0 | 0 | 31.177 | 0 | 0 | 350 | 0 | 0
4 | 29 | 6 | 8.8 | 8.8 | 100 | 7 | 0 | 7 | 78.5015 | 9.5407 | 86.4985 | 24.4593 | 0 | 6.4016 | 31.2824 | 6.4016 | 30.4206 | 350 | 30.4206 | 0
4 | 29 | 7 | 8.9 | 8.7 | 99 | 46 | 0 | 46 | 89.8906 | 18.9352 | 75.1094 | 15.0648 | 0 | 42.0679 | 31.3879 | 42.0679 | 199.9065 | 350 | 199.9065 | 0
4 | 29 | 8 | 9.3 | 9.1 | 99 | 98 | 0 | 98 | 101.9501 | 28.3571 | 63.0499 | 5.6429 | 0 | 89.6228 | 31.4995 | 89.6228 | 425.8877 | 350 | 350 | 75.8877
4 | 29 | 9 | 10.1 | 9.7 | 97 | 150 | 0 | 150 | 115.5509 | 37.3381 | 49.4491 | 3.3381 | 0 | 137.1778 | 31.6255 | 137.1778 | 651.869 | 350 | 350 | 301.869
4 | 29 | 10 | 10.1 | 9.5 | 96 | 393 | 131 | 305 | 131.8072 | 45.2439 | 33.1928 | 11.2439 | 120.2827 | 278.9282 | 31.776 | 399.2109 | 1897.0502 | 600 | 600 | 1297.0502
4 | 29 | 11 | 10.3 | 9.7 | 96 | 459 | 127 | 362 | 151.7909 | 51.1388 | 13.2091 | 17.1388 | 125.3642 | 331.0558 | 31.961 | 456.42 | 2168.9081 | 600 | 600 | 1568.9081
4 | 29 | 12 | 10.6 | 9.6 | 94 | 495 | 88 | 424 | 175.317 | 53.8542 | 10.317 | 19.8542 | 87.469 | 387.756 | 32.1789 | 475.225 | 2258.2691 | 600 | 600 | 1658.2691
4 | 29 | 13 | 10.9 | 9.7 | 92 | 499 | 88 | 427 | 199.5906 | 52.6276 | 34.5906 | 18.6276 | 82.5676 | 390.4995 | 32.4036 | 473.0671 | 2248.0148 | 600 | 600 | 1648.0148
4 | 29 | 14 | 11.1 | 9.5 | 90 | 617 | 371 | 329 | 221.0958 | 47.8275 | 56.0958 | 13.8275 | 305.6427 | 300.8767 | 32.6027 | 606.5194 | 2882.1803 | 600 | 600 | 2282.1803
4 | 29 | 15 | 11.6 | 10.1 | 90 | 538 | 353 | 291 | 238.6962 | 40.5758 | 73.6962 | 6.5758 | 232.4454 | 266.125 | 32.7657 | 498.5704 | 2369.2063 | 600 | 600 | 1769.2063
4 | 29 | 16 | 10.6 | 9.6 | 94 | 483 | 479 | 203 | 253.1843 | 31.9315 | 88.1843 | 2.0685 | 217.2354 | 185.6473 | 32.8999 | 185.6473 | 882.196 | 900 | 882.196 | 0
4 | 29 | 17 | 10.2 | 9.2 | 94 | 288 | 218 | 192 | 265.7292 | 22.6338 | 0 | 11.3662 | 48.6056 | 175.5876 | 33.016 | 175.5876 | 834.3923 | 900 | 834.3923 | 0
4 | 29 | 18 | 9.9 | 9.1 | 95 | 112 | 22 | 106 | 277.2974 | 13.1968 | 0 | 20.8032 | 0 | 96.939 | 33.1231 | 96.939 | 460.6541 | 900 | 460.6541 | 0
4 | 29 | 19 | 9.5 | 8.9 | 96 | 27 | 0 | 27 | 288.6268 | 4.0926 | 0 | 29.9074 | 0 | 24.692 | 33.228 | 24.692 | 117.3364 | 900 | 117.3364 | 0
4 | 29 | 20 | 9.2 | 9 | 99 | 1 | 0 | 1 | 300.3028 | -4.6511 | 0 | 0 | 0 | 0.91452 | 33.3361 | 0.91452 | 4.3458 | 800 | 4.3458 | 0
4 | 29 | 21 | 9 | 8.8 | 99 | 0 | 0 | 0 | 312.7981 | -12.305 | 0 | 0 | 0 | 0 | 33.4518 | 0 | 0 | 700 | 0 | 0
4 | 29 | 22 | 8.7 | 8.5 | 99 | 0 | 0 | 0 | 326.4376 | -18.4529 | 0 | 0 | 0 | 0 | 33.5781 | 0 | 0 | 600 | 0 | 0
4 | 29 | 23 | 8.6 | 8.4 | 99 | 0 | 0 | 0 | 341.2807 | -22.6298 | 0 | 0 | 0 | 0 | 33.7156 | 0 | 0 | 500 | 0 | 0
4 | 29 | 24 | 8.5 | 8.5 | 100 | 0 | 0 | 0 | 356.987 | -24.4102 | 0 | 0 | 0 | 0 | 33.861 | 0 | 0 | 400 | 0 | 0
4 | 30 | 1 | 8.5 | 8.5 | 100 | 0 | 0 | 0 | 12.8437 | -23.5823 | 0 | 0 | 0 | 0 | 30.6745 | 0 | 0 | 350 | 0 | 0
4 | 30 | 2 | 8.4 | 8.4 | 100 | 0 | 0 | 0 | 28.0651 | -20.2466 | 0 | 0 | 0 | 0 | 30.8154 | 0 | 0 | 350 | 0 | 0
4 | 30 | 3 | 8.6 | 8.6 | 100 | 0 | 0 | 0 | 42.1548 | -14.767 | 0 | 0 | 0 | 0 | 30.9459 | 0 | 0 | 350 | 0 | 0
4 | 30 | 4 | 8.5 | 8.5 | 100 | 0 | 0 | 0 | 55.0357 | -7.6174 | 0 | 0 | 0 | 0 | 31.0651 | 0 | 0 | 350 | 0 | 0
4 | 30 | 5 | 8.8 | 8.8 | 100 | 0 | 0 | 0 | 66.951 | 1.0449 | 0 | 32.9551 | 0 | 0 | 31.1755 | 0 | 0 | 350 | 0 | 0
4 | 30 | 6 | 9 | 8.8 | 99 | 16 | 0 | 16 | 78.3265 | 9.7946 | 86.6735 | 24.2054 | 0 | 14.6323 | 31.2808 | 14.6323 | 69.5327 | 350 | 69.5327 | 0
4 | 30 | 7 | 9.3 | 9.1 | 99 | 47 | 0 | 47 | 89.7034 | 19.1874 | 75.2966 | 14.8126 | 0 | 42.9824 | 31.3861 | 42.9824 | 204.2523 | 350 | 204.2523 | 0
4 | 30 | 8 | 9.6 | 9.1 | 97 | 99 | 0 | 99 | 101.754 | 28.6127 | 63.246 | 5.3873 | 0 | 90.5374 | 31.4977 | 90.5374 | 430.2335 | 350 | 350 | 80.2335
4 | 30 | 9 | 10.1 | 9.6 | 97 | 151 | 0 | 151 | 115.3545 | 37.604 | 49.6455 | 3.604 | 0 | 138.0923 | 31.6237 | 138.0923 | 656.2148 | 350 | 350 | 306.2148
4 | 30 | 10 | 9.7 | 9.7 | 100 | 196 | 1 | 195 | 131.633 | 45.5266 | 33.367 | 11.5266 | 0.91876 | 178.3312 | 31.7744 | 179.2499 | 851.7957 | 600 | 600 | 251.7957
4 | 30 | 11 | 9.5 | 9.5 | 100 | 229 | 1 | 228 | 151.6866 | 51.4397 | 13.3134 | 17.4397 | 0.98747 | 208.5103 | 31.9601 | 209.4977 | 995.5333 | 600 | 600 | 395.5333
4 | 30 | 12 | 9.5 | 9.5 | 100 | 246 | 1 | 245 | 175.3422 | 54.1615 | 10.3422 | 20.1615 | 0.99417 | 224.0571 | 32.1791 | 225.0513 | 1069.4436 | 600 | 600 | 469.4436
4 | 30 | 13 | 9.7 | 9.7 | 100 | 248 | 1 | 247 | 199.7523 | 52.9192 | 34.7523 | 18.9192 | 0.93841 | 225.8861 | 32.4051 | 226.8246 | 1077.8703 | 600 | 600 | 477.8703
4 | 30 | 14 | 10.1 | 10.1 | 100 | 233 | 1 | 232 | 221.3346 | 48.0899 | 56.3346 | 14.0899 | 0.82402 | 212.1684 | 32.605 | 212.9924 | 1012.1398 | 600 | 600 | 412.1398
4 | 30 | 15 | 11 | 10.8 | 99 | 410 | 131 | 318 | 238.9558 | 40.8115 | 73.9558 | 6.8115 | 86.3039 | 290.817 | 32.7681 | 377.1209 | 1792.0785 | 600 | 600 | 1192.0785
4 | 30 | 16 | 10.5 | 10.1 | 97 | 325 | 112 | 259 | 253.4387 | 32.1499 | 88.4387 | 1.8501 | 50.8547 | 236.8604 | 32.9022 | 236.8604 | 1125.5605 | 900 | 900 | 225.5605
4 | 30 | 17 | 10.2 | 9.6 | 96 | 221 | 56 | 196 | 265.9707 | 22.8446 | 0 | 11.1554 | 12.5322 | 179.2457 | 33.0182 | 179.2457 | 851.7755 | 900 | 851.7755 | 0
4 | 30 | 18 | 10.2 | 9.6 | 96 | 114 | 14 | 110 | 277.525 | 13.4079 | 0 | 20.5921 | 0 | 100.5971 | 33.1252 | 100.5971 | 478.0373 | 900 | 478.0373 | 0
4 | 30 | 19 | 9.3 | 9.2 | 99 | 37 | 0 | 37 | 288.8405 | 4.3054 | 0 | 29.6946 | 0 | 33.8372 | 33.23 | 33.8372 | 160.7944 | 900 | 160.7944 | 0
4 | 30 | 20 | 9.3 | 9.2 | 100 | 1 | 0 | 1 | 300.5009 | -4.4131 | 0 | 0 | 0 | 0.91452 | 33.338 | 0.91452 | 4.3458 | 800 | 4.3458 | 0
4 | 30 | 21 | 9.2 | 9.2 | 100 | 0 | 0 | 0 | 312.975 | -12.0517 | 0 | 0 | 0 | 0 | 33.4535 | 0 | 0 | 700 | 0 | 0
4 | 30 | 22 | 9.2 | 9.1 | 100 | 0 | 0 | 0 | 326.5833 | -18.1797 | 0 | 0 | 0 | 0 | 33.5795 | 0 | 0 | 600 | 0 | 0
4 | 30 | 23 | 9.2 | 9.1 | 99 | 0 | 0 | 0 | 341.3818 | -22.3383 | 0 | 0 | 0 | 0 | 33.7165 | 0 | 0 | 500 | 0 | 0
4 | 30 | 24 | 9.3 | 9 | 98 | 0 | 0 | 0 | 357.0314 | -24.1071 | 0 | 0 | 0 | 0 | 33.8614 | 0 | 0 | 400 | 0 | 0
5 | 1 | 1 | 9.4 | 9 | 98 | 0 | 0 | 0 | 12.8279 | -23.277 | 0 | 0 | 0 | 0 | 30.6743 | 0 | 0 | 350 | 0 | 0
5 | 1 | 2 | 9.4 | 9 | 97 | 0 | 0 | 0 | 27.9958 | -19.948 | 0 | 0 | 0 | 0 | 30.8148 | 0 | 0 | 350 | 0 | 0
5 | 1 | 3 | 9.5 | 9.1 | 97 | 0 | 0 | 0 | 42.0447 | -14.4806 | 0 | 0 | 0 | 0 | 30.9449 | 0 | 0 | 350 | 0 | 0
5 | 1 | 4 | 9.5 | 9.1 | 98 | 0 | 0 | 0 | 54.8967 | -7.3437 | 0 | 0 | 0 | 0 | 31.0639 | 0 | 0 | 350 | 0 | 0
5 | 1 | 5 | 9.4 | 9.1 | 98 | 0 | 0 | 0 | 66.7918 | 1.2775 | 0 | 32.7225 | 0 | 0 | 31.174 | 0 | 0 | 350 | 0 | 0
5 | 1 | 6 | 9.4 | 9.1 | 98 | 18 | 0 | 18 | 78.1521 | 10.044 | 86.8479 | 23.956 | 0 | 16.4613 | 31.2792 | 16.4613 | 78.2243 | 350 | 78.2243 | 0
5 | 1 | 7 | 9.6 | 9.2 | 97 | 49 | 0 | 49 | 89.5166 | 19.435 | 75.4834 | 14.565 | 0 | 44.8114 | 31.3844 | 44.8114 | 212.9439 | 350 | 212.9439 | 0
5 | 1 | 8 | 9.8 | 8.8 | 93 | 101 | 0 | 101 | 101.5581 | 28.8634 | 63.4419 | 5.1366 | 0 | 92.3664 | 31.4959 | 92.3664 | 438.9251 | 350 | 350 | 88.9251
5 | 1 | 9 | 10.4 | 8.8 | 90 | 154 | 0 | 154 | 115.1575 | 37.8649 | 49.8425 | 3.8649 | 0 | 140.8359 | 31.6218 | 140.8359 | 669.2522 | 350 | 350 | 319.2522
5 | 1 | 10 | 11.2 | 9.2 | 87 | 400 | 133 | 309 | 131.4571 | 45.8044 | 33.5429 | 11.8044 | 122.266 | 282.5863 | 31.7728 | 404.8524 | 1923.8584 | 600 | 600 | 1323.8584
5 | 1 | 11 | 11.6 | 9.8 | 89 | 465 | 88 | 398 | 151.5797 | 51.7359 | 13.4203 | 17.7359 | 86.9243 | 363.9785 | 31.9591 | 450.9027 | 2142.6898 | 600 | 600 | 1542.6898
5 | 1 | 12 | 12.3 | 10 | 86 | 818 | 687 | 256 | 175.3644 | 54.4646 | 10.3644 | 20.4646 | 683.1102 | 234.1168 | 32.1793 | 917.227 | 4358.6627 | 600 | 600 | 3758.6627
5 | 1 | 13 | 13 | 9.9 | 81 | 504 | 152 | 379 | 199.911 | 53.207 | 34.911 | 19.207 | 142.6583 | 346.6026 | 32.4066 | 489.2609 | 2324.968 | 600 | 600 | 1724.968
5 | 1 | 14 | 12.9 | 8.5 | 75 | 475 | 89 | 406 | 221.5702 | 48.3491 | 56.5702 | 14.3491 | 73.354 | 371.2946 | 32.6071 | 444.6487 | 2112.9704 | 600 | 600 | 1512.9704
5 | 1 | 15 | 12.1 | 7.8 | 75 | 416 | 127 | 326 | 239.2118 | 41.0445 | 74.2118 | 7.0445 | 83.7098 | 298.1331 | 32.7705 | 381.8429 | 1814.5175 | 600 | 600 | 1214.5175
5 | 1 | 16 | 11.7 | 6.2 | 69 | 331 | 118 | 261 | 253.6892 | 32.366 | 88.6892 | 1.634 | 53.6439 | 238.6894 | 32.9045 | 238.6894 | 1134.252 | 900 | 900 | 234.252
5 | 1 | 17 | 11.8 | 2.9 | 54 | 375 | 468 | 165 | 266.2082 | 23.0533 | 0 | 10.9467 | 105.1262 | 150.8956 | 33.0204 | 150.8956 | 717.0559 | 900 | 717.0559 | 0
5 | 1 | 18 | 10.7 | 3.1 | 59 | 190 | 299 | 103 | 277.7485 | 13.6172 | 0 | 20.3828 | 0 | 94.1954 | 33.1273 | 94.1954 | 447.6167 | 900 | 447.6167 | 0
5 | 1 | 19 | 9.5 | 3.1 | 64 | 46 | 29 | 42 | 289.0501 | 4.5169 | 0 | 29.4831 | 0 | 38.4098 | 33.2319 | 38.4098 | 182.5233 | 900 | 182.5233 | 0
5 | 1 | 20 | 8.3 | 0.6 | 58 | 2 | 0 | 2 | 300.6946 | -4.1768 | 0 | 0 | 0 | 1.829 | 33.3398 | 1.829 | 8.6916 | 800 | 8.6916 | 0
5 | 1 | 21 | 8 | -0.2 | 56 | 0 | 0 | 0 | 313.1476 | -11.8008 | 0 | 0 | 0 | 0 | 33.4551 | 0 | 0 | 700 | 0 | 0
5 | 1 | 22 | 7.7 | -0.2 | 57 | 0 | 0 | 0 | 326.7249 | -17.9094 | 0 | 0 | 0 | 0 | 33.5808 | 0 | 0 | 600 | 0 | 0
5 | 1 | 23 | 7.3 | 0.5 | 62 | 0 | 0 | 0 | 341.4791 | -22.0504 | 0 | 0 | 0 | 0 | 33.7174 | 0 | 0 | 500 | 0 | 0
5 | 1 | 24 | 7 | 1.1 | 66 | 0 | 0 | 0 | 357.0731 | -23.8079 | 0 | 0 | 0 | 0 | 33.8618 | 0 | 0 | 400 | 0 | 0
5 | 2 | 1 | 6.2 | 2 | 74 | 0 | 0 | 0 | 12.8103 | -22.976 | 0 | 0 | 0 | 0 | 30.6742 | 0 | 0 | 350 | 0 | 0
5 | 2 | 2 | 6.1 | 2.2 | 76 | 0 | 0 | 0 | 27.9259 | -19.654 | 0 | 0 | 0 | 0 | 30.8141 | 0 | 0 | 350 | 0 | 0
5 | 2 | 3 | 6.1 | 1.6 | 73 | 0 | 0 | 0 | 41.9346 | -14.1989 | 0 | 0 | 0 | 0 | 30.9438 | 0 | 0 | 350 | 0 | 0
5 | 2 | 4 | 4.2 | 1.6 | 83 | 0 | 0 | 0 | 54.7583 | -7.0746 | 0 | 0 | 0 | 0 | 31.0626 | 0 | 0 | 350 | 0 | 0
5 | 2 | 5 | 4.5 | 2.2 | 85 | 0 | 0 | 0 | 66.6334 | 1.5084 | 0 | 32.4916 | 0 | 0 | 31.1725 | 0 | 0 | 350 | 0 | 0
5 | 2 | 6 | 4.7 | 1.6 | 80 | 33 | 2 | 32 | 77.9784 | 10.2887 | 87.0216 | 23.7113 | 0.35332 | 29.2646 | 31.2776 | 29.2646 | 139.0654 | 350 | 139.0654 | 0
5 | 2 | 7 | 8.4 | 3 | 69 | 152 | 164 | 109 | 89.3304 | 19.6778 | 75.6696 | 14.3222 | 67.1557 | 99.6825 | 31.3827 | 99.6825 | 473.6915 | 350 | 350 | 123.6915
5 | 2 | 8 | 9.2 | 2.6 | 63 | 209 | 73 | 178 | 101.3623 | 29.1093 | 63.6377 | 4.8907 | 45.2784 | 162.7843 | 31.4941 | 162.7843 | 773.5512 | 350 | 350 | 423.5512
5 | 2 | 9 | 9.5 | 3.5 | 66 | 315 | 77 | 271 | 114.96 | 38.1208 | 50.04 | 4.1208 | 61.163 | 247.8346 | 31.62 | 308.9976 | 1468.3565 | 350 | 350 | 1118.3565
5 | 2 | 10 | 10.4 | 2.5 | 58 | 534 | 316 | 317 | 131.2797 | 46.0771 | 33.7203 | 12.0771 | 290.6499 | 289.9025 | 31.7711 | 580.5523 | 2758.7847 | 600 | 600 | 2158.7847
5 | 2 | 11 | 10.9 | 2.3 | 55 | 621 | 365 | 339 | 151.47 | 52.0273 | 13.53 | 18.0273 | 360.6377 | 310.0219 | 31.9581 | 670.6596 | 3186.9743 | 600 | 600 | 2586.9743
5 | 2 | 12 | 11.4 | 2.6 | 55 | 508 | 142 | 392 | 175.3835 | 54.7634 | 10.3835 | 20.7634 | 141.2167 | 358.4914 | 32.1795 | 499.708 | 2374.6126 | 600 | 600 | 1774.6126
5 | 2 | 13 | 11.9 | 1.6 | 49 | 767 | 524 | 334 | 200.0666 | 53.491 | 35.0666 | 19.491 | 491.8542 | 305.4493 | 32.408 | 797.3035 | 3788.7862 | 600 | 600 | 3188.7862
5 | 2 | 14 | 11.5 | 3.3 | 57 | 481 | 157 | 358 | 221.8023 | 48.6051 | 56.8023 | 14.6051 | 129.4269 | 327.3977 | 32.6093 | 456.8246 | 2170.8307 | 600 | 600 | 1570.8307
5 | 2 | 15 | 11.2 | 2.4 | 55 | 421 | 131 | 328 | 239.464 | 41.2748 | 74.464 | 7.2748 | 86.3889 | 299.9622 | 32.7728 | 386.351 | 1835.9401 | 600 | 600 | 1235.9401
5 | 2 | 16 | 10.4 | 5.5 | 72 | 333 | 118 | 263 | 253.9357 | 32.5797 | 88.9357 | 1.4203 | 53.7096 | 240.5184 | 32.9068 | 240.5184 | 1142.9436 | 900 | 900 | 242.9436
5 | 2 | 17 | 10.3 | 5.8 | 74 | 229 | 61 | 201 | 266.4415 | 23.26 | 0 | 10.74 | 13.7543 | 183.8183 | 33.0226 | 183.8183 | 873.5044 | 900 | 873.5044 | 0
5 | 2 | 18 | 10.5 | 4.6 | 67 | 121 | 18 | 116 | 277.9678 | 13.8245 | 0 | 20.1755 | 0 | 106.0842 | 33.1293 | 106.0842 | 504.112 | 900 | 504.112 | 0
5 | 2 | 19 | 9.7 | 5.8 | 77 | 32 | 0 | 32 | 289.2553 | 4.7268 | 0 | 29.2732 | 0 | 29.2646 | 33.2338 | 29.2646 | 139.0654 | 900 | 139.0654 | 0
5 | 2 | 20 | 9.6 | 5.6 | 76 | 1 | 0 | 1 | 300.884 | -3.9423 | 0 | 0 | 0 | 0.91452 | 33.3415 | 0.91452 | 4.3458 | 800 | 4.3458 | 0
5 | 2 | 21 | 9.6 | 4.9 | 72 | 0 | 0 | 0 | 313.3157 | -11.5524 | 0 | 0 | 0 | 0 | 33.4566 | 0 | 0 | 700 | 0 | 0
5 | 2 | 22 | 8.6 | 6.5 | 87 | 0 | 0 | 0 | 326.8622 | -17.6421 | 0 | 0 | 0 | 0 | 33.5821 | 0 | 0 | 600 | 0 | 0
5 | 2 | 23 | 8.7 | 7 | 89 | 0 | 0 | 0 | 341.5728 | -21.7661 | 0 | 0 | 0 | 0 | 33.7183 | 0 | 0 | 500 | 0 | 0
5 | 2 | 24 | 9.2 | 6.8 | 85 | 0 | 0 | 0 | 357.1119 | -23.513 | 0 | 0 | 0 | 0 | 33.8621 | 0 | 0 | 400 | 0 | 0
5 | 3 | 1 | 9.4 | 7.1 | 86 | 0 | 0 | 0 | 12.7912 | -22.6797 | 0 | 0 | 0 | 0 | 30.674 | 0 | 0 | 350 | 0 | 0
5 | 3 | 2 | 9.5 | 7.2 | 86 | 0 | 0 | 0 | 27.8553 | -19.3648 | 0 | 0 | 0 | 0 | 30.8135 | 0 | 0 | 350 | 0 | 0
5 | 3 | 3 | 9.5 | 7.2 | 86 | 0 | 0 | 0 | 41.8246 | -13.9219 | 0 | 0 | 0 | 0 | 30.9428 | 0 | 0 | 350 | 0 | 0
5 | 3 | 4 | 9.8 | 7.2 | 84 | 0 | 0 | 0 | 54.6205 | -6.8101 | 0 | 0 | 0 | 0 | 31.0613 | 0 | 0 | 350 | 0 | 0
5 | 3 | 5 | 9.3 | 8 | 92 | 0 | 0 | 0 | 66.4757 | 1.7374 | 0 | 32.2626 | 0 | 0 | 31.1711 | 0 | 0 | 350 | 0 | 0
5 | 3 | 6 | 8 | 7.4 | 96 | 11 | 0 | 11 | 77.8055 | 10.5288 | 87.1945 | 23.4712 | 0 | 10.0597 | 31.276 | 10.0597 | 47.8037 | 350 | 47.8037 | 0
5 | 3 | 7 | 7.9 | 7.4 | 97 | 51 | 0 | 51 | 89.1448 | 19.9157 | 75.8552 | 14.0843 | 0 | 46.6405 | 31.381 | 46.6405 | 221.6355 | 350 | 221.6355 | 0
5 | 3 | 8 | 8.3 | 7.4 | 94 | 104 | 0 | 104 | 101.1668 | 29.3501 | 63.8332 | 4.6499 | 0 | 95.11 | 31.4923 | 95.11 | 451.9625 | 350 | 350 | 101.9625
5 | 3 | 9 | 8.8 | 5.3 | 79 | 316 | 106 | 256 | 114.7621 | 38.3716 | 50.2379 | 4.3716 | 84.2741 | 234.1168 | 31.6182 | 318.3909 | 1512.9936 | 350 | 350 | 1162.9936
5 | 3 | 10 | 9.5 | 5.4 | 76 | 407 | 127 | 319 | 131.1007 | 46.3448 | 33.8993 | 12.3448 | 116.8677 | 291.7315 | 31.7695 | 408.5992 | 1941.6636 | 600 | 600 | 1341.6636
5 | 3 | 11 | 11 | 6.3 | 73 | 620 | 358 | 342 | 151.3575 | 52.3139 | 13.6425 | 18.3139 | 353.8065 | 312.7654 | 31.957 | 666.5719 | 3167.5497 | 600 | 600 | 2567.5497
5 | 3 | 12 | 11.3 | 5.7 | 68 | 668 | 361 | 370 | 175.3992 | 55.0579 | 10.3992 | 21.0579 | 359.052 | 338.372 | 32.1796 | 697.424 | 3314.1587 | 600 | 600 | 2714.1587
5 | 3 | 13 | 11.1 | 5.8 | 70 | 511 | 139 | 395 | 200.2188 | 53.7712 | 35.2188 | 19.7712 | 130.4861 | 361.2349 | 32.4094 | 491.7211 | 2336.6585 | 600 | 600 | 1736.6585
5 | 3 | 14 | 10.2 | 5.4 | 72 | 721 | 578 | 265 | 222.0309 | 48.8577 | 57.0309 | 14.8577 | 476.5853 | 242.3475 | 32.6114 | 718.9327 | 3416.3683 | 600 | 600 | 2816.3683
5 | 3 | 15 | 11 | 5.6 | 69 | 687 | 719 | 177 | 239.7122 | 41.5022 | 74.7122 | 7.5022 | 474.3848 | 161.8698 | 32.7751 | 636.2546 | 3023.4819 | 600 | 600 | 2423.4819
5 | 3 | 16 | 9.5 | 3.5 | 66 | 441 | 292 | 267 | 254.178 | 32.7911 | 89.178 | 1.2089 | 133.0738 | 244.1765 | 32.9091 | 244.1765 | 1160.3268 | 900 | 900 | 260.3268
5 | 3 | 17 | 10 | 4.9 | 71 | 231 | 85 | 192 | 266.6706 | 23.4646 | 0 | 10.5354 | 19.2394 | 175.5876 | 33.0247 | 175.5876 | 834.3923 | 900 | 834.3923 | 0
5 | 3 | 18 | 9.1 | 4.6 | 73 | 161 | 119 | 125 | 278.1828 | 14.0299 | 0 | 19.9701 | 0 | 114.3148 | 33.1313 | 114.3148 | 543.2242 | 900 | 543.2242 | 0
5 | 3 | 19 | 8.6 | 3.8 | 72 | 44 | 0 | 44 | 289.4562 | 4.9353 | 0 | 29.0647 | 0 | 40.2388 | 33.2357 | 40.2388 | 191.2149 | 900 | 191.2149 | 0
5 | 3 | 20 | 8.3 | 3.5 | 72 | 2 | 0 | 2 | 301.0689 | -3.7095 | 0 | 0 | 0 | 1.829 | 33.3432 | 1.829 | 8.6916 | 800 | 8.6916 | 0
5 | 3 | 21 | 8 | 4 | 76 | 0 | 0 | 0 | 313.4795 | -11.3067 | 0 | 0 | 0 | 0 | 33.4581 | 0 | 0 | 700 | 0 | 0
5 | 3 | 22 | 7.1 | 4.5 | 84 | 0 | 0 | 0 | 326.9952 | -17.3779 | 0 | 0 | 0 | 0 | 33.5833 | 0 | 0 | 600 | 0 | 0
5 | 3 | 23 | 7.3 | 3.3 | 76 | 0 | 0 | 0 | 341.6627 | -21.4854 | 0 | 0 | 0 | 0 | 33.7191 | 0 | 0 | 500 | 0 | 0
5 | 3 | 24 | 5.8 | 3.9 | 88 | 0 | 0 | 0 | 357.1479 | -23.2223 | 0 | 0 | 0 | 0 | 33.8625 | 0 | 0 | 400 | 0 | 0
5 | 4 | 1 | 6.9 | 4.4 | 84 | 0 | 0 | 0 | 12.7703 | -22.3879 | 0 | 0 | 0 | 0 | 30.6738 | 0 | 0 | 350 | 0 | 0
5 | 4 | 2 | 6.2 | 2.8 | 79 | 0 | 0 | 0 | 27.7841 | -19.0803 | 0 | 0 | 0 | 0 | 30.8128 | 0 | 0 | 350 | 0 | 0
5 | 4 | 3 | 6 | 4.4 | 89 | 0 | 0 | 0 | 41.7148 | -13.6498 | 0 | 0 | 0 | 0 | 30.9418 | 0 | 0 | 350 | 0 | 0
5 | 4 | 4 | 5.7 | 2 | 77 | 0 | 0 | 0 | 54.4832 | -6.5504 | 0 | 0 | 0 | 0 | 31.06 | 0 | 0 | 350 | 0 | 0
5 | 4 | 5 | 5.3 | 3.9 | 91 | 1 | 0 | 1 | 66.3188 | 1.9638 | 0 | 32.0362 | 0 | 0.91452 | 31.1696 | 0.91452 | 4.3458 | 350 | 4.3458 | 0
5 | 4 | 6 | 5.7 | 3 | 83 | 30 | 0 | 30 | 77.6334 | 10.7641 | 87.3666 | 23.2359 | 0 | 27.4356 | 31.2744 | 27.4356 | 130.3738 | 350 | 130.3738 | 0
5 | 4 | 7 | 6.5 | 3.6 | 82 | 158 | 207 | 102 | 88.9598 | 20.1486 | 76.0402 | 13.8514 | 85.3279 | 93.2809 | 31.3793 | 93.2809 | 443.2709 | 350 | 350 | 93.2709
5 | 4 | 8 | 5.6 | 3.7 | 88 | 280 | 143 | 218 | 100.9716 | 29.5859 | 64.0284 | 4.4141 | 88.9854 | 199.3651 | 31.4905 | 199.3651 | 947.3829 | 350 | 350 | 597.3829
5 | 4 | 9 | 6.2 | 3.6 | 83 | 478 | 472 | 207 | 114.5638 | 38.6172 | 50.4362 | 4.6172 | 375.5712 | 189.3054 | 31.6163 | 564.8766 | 2684.2935 | 350 | 350 | 2334.2935
5 | 4 | 10 | 8.3 | 3.5 | 72 | 614 | 559 | 225 | 130.9202 | 46.6072 | 34.0798 | 12.6072 | 514.6241 | 205.7667 | 31.7678 | 720.3908 | 3423.2972 | 600 | 600 | 2823.2972
5 | 4 | 11 | 9.1 | 4.4 | 72 | 756 | 697 | 212 | 151.2423 | 52.5954 | 13.7577 | 18.5954 | 688.9775 | 193.878 | 31.9559 | 882.8554 | 4195.3291 | 600 | 600 | 3595.3291
5 | 4 | 12 | 9.2 | 4 | 70 | 834 | 812 | 164 | 175.4116 | 55.3478 | 10.4116 | 21.3478 | 807.6964 | 149.9811 | 32.1797 | 957.6775 | 4550.8835 | 600 | 600 | 3950.8835
5 | 4 | 13 | 9.8 | 2 | 58 | 842 | 844 | 141 | 200.3677 | 54.0474 | 35.3677 | 20.0474 | 792.3734 | 128.9471 | 32.4108 | 921.3206 | 4378.1153 | 600 | 600 | 3778.1153
5 | 4 | 14 | 9.7 | 2.6 | 61 | 792 | 831 | 134 | 222.2556 | 49.1069 | 57.2556 | 15.1069 | 685.3287 | 122.5455 | 32.6135 | 807.8743 | 3839.0185 | 600 | 600 | 3239.0185
5 | 4 | 15 | 9.4 | 2.6 | 62 | 693 | 792 | 128 | 239.9563 | 41.7269 | 74.9563 | 7.7269 | 522.8103 | 117.0584 | 32.7774 | 639.8687 | 3040.6563 | 600 | 600 | 2440.6563
5 | 4 | 16 | 9.2 | 1.7 | 59 | 538 | 620 | 167 | 254.4161 | 33.0001 | 89.4161 | 0.9999 | 282.9102 | 152.7246 | 32.9113 | 435.6348 | 2070.1368 | 900 | 900 | 1170.1368
5 | 4 | 17 | 9.3 | 0.7 | 55 | 350 | 343 | 193 | 266.8954 | 23.6671 | 0 | 10.3329 | 77.9378 | 176.5021 | 33.0268 | 176.5021 | 838.7381 | 900 | 838.7381 | 0
5 | 4 | 18 | 8.8 | 2.1 | 63 | 198 | 316 | 103 | 278.3935 | 14.2333 | 0 | 19.7667 | 0 | 94.1954 | 33.1333 | 94.1954 | 447.6167 | 900 | 447.6167 | 0
5 | 4 | 19 | 7.9 | 1.5 | 64 | 57 | 49 | 50 | 289.6527 | 5.1421 | 0 | 28.8579 | 0 | 45.7259 | 33.2375 | 45.7259 | 217.2897 | 900 | 217.2897 | 0
5 | 4 | 20 | 7 | 2.9 | 75 | 3 | 0 | 3 | 301.2494 | -3.4785 | 0 | 0 | 0 | 2.7436 | 33.3449 | 2.7436 | 13.0374 | 800 | 13.0374 | 0
5 | 4 | 21 | 5.5 | 3.6 | 88 | 0 | 0 | 0 | 313.6387 | -11.0636 | 0 | 0 | 0 | 0 | 33.4596 | 0 | 0 | 700 | 0 | 0
5 | 4 | 22 | 4.9 | 3.4 | 90 | 0 | 0 | 0 | 327.124 | -17.1169 | 0 | 0 | 0 | 0 | 33.5845 | 0 | 0 | 600 | 0 | 0
5 | 4 | 23 | 5.5 | 3.6 | 88 | 0 | 0 | 0 | 341.7489 | -21.2086 | 0 | 0 | 0 | 0 | 33.7199 | 0 | 0 | 500 | 0 | 0
5 | 4 | 24 | 5.4 | 3.5 | 88 | 0 | 0 | 0 | 357.1812 | -22.9359 | 0 | 0 | 0 | 0 | 33.8628 | 0 | 0 | 400 | 0 | 0
5 | 5 | 1 | 4.8 | 3.1 | 89 | 0 | 0 | 0 | 12.7478 | -22.1008 | 0 | 0 | 0 | 0 | 30.6736 | 0 | 0 | 350 | 0 | 0
5 | 5 | 2 | 5.4 | 4 | 91 | 0 | 0 | 0 | 27.7123 | -18.8008 | 0 | 0 | 0 | 0 | 30.8122 | 0 | 0 | 350 | 0 | 0
5 | 5 | 3 | 5.9 | 4 | 88 | 0 | 0 | 0 | 41.6051 | -13.3826 | 0 | 0 | 0 | 0 | 30.9408 | 0 | 0 | 350 | 0 | 0
5 | 5 | 4 | 5.9 | 3 | 82 | 0 | 0 | 0 | 54.3464 | -6.2956 | 0 | 0 | 0 | 0 | 31.0588 | 0 | 0 | 350 | 0 | 0
5 | 5 | 5 | 5.4 | 3.7 | 89 | 1 | 0 | 1 | 66.1627 | 2.1874 | 0 | 31.8126 | 0 | 0.91452 | 31.1682 | 0.91452 | 4.3458 | 350 | 4.3458 | 0
5 | 5 | 6 | 6.4 | 4.5 | 88 | 36 | 0 | 36 | 77.4622 | 10.9945 | 87.5378 | 23.0055 | 0 | 32.9227 | 31.2728 | 32.9227 | 156.4486 | 350 | 156.4486 | 0
5 | 5 | 7 | 6.3 | 4 | 85 | 142 | 101 | 114 | 88.7757 | 20.3765 | 76.2243 | 13.6235 | 41.7619 | 104.2551 | 31.3776 | 104.2551 | 495.4204 | 350 | 350 | 145.4204
5 | 5 | 8 | 6.4 | 4.5 | 88 | 215 | 68 | 185 | 100.7768 | 29.8166 | 64.2232 | 4.1834 | 42.3777 | 169.186 | 31.4887 | 169.186 | 803.9718 | 350 | 350 | 453.9718
5 | 5 | 9 | 7.4 | 5.1 | 85 | 321 | 115 | 254 | 114.3652 | 38.8575 | 50.6348 | 4.8575 | 91.5761 | 232.2878 | 31.6145 | 323.8639 | 1539.0013 | 350 | 350 | 1189.0013
5 | 5 | 10 | 6.9 | 4.6 | 85 | 204 | 2 | 202 | 130.7383 | 46.8643 | 34.2617 | 12.8643 | 1.8419 | 184.7328 | 31.7661 | 186.5747 | 886.6031 | 600 | 600 | 286.6031
5 | 5 | 11 | 7.4 | 4.9 | 84 | 236 | 1 | 235 | 151.1244 | 52.8719 | 13.8756 | 18.8719 | 0.98866 | 214.9119 | 31.9549 | 215.9006 | 1025.9595 | 600 | 600 | 425.9595
5 | 5 | 12 | 5.4 | 4.1 | 91 | 254 | 2 | 252 | 175.4206 | 55.6331 | 10.4206 | 21.6331 | 1.9895 | 230.4587 | 32.1798 | 232.4483 | 1104.5942 | 600 | 600 | 504.5942
5 | 5 | 13 | 7.4 | 4.4 | 81 | 515 | 156 | 385 | 200.513 | 54.3197 | 35.513 | 20.3197 | 146.4684 | 352.0897 | 32.4122 | 498.5581 | 2369.1481 | 600 | 600 | 1769.1481
5 | 5 | 14 | 7.2 | 4.1 | 81 | 485 | 90 | 414 | 222.4764 | 49.3527 | 57.4764 | 15.3527 | 74.2375 | 378.6108 | 32.6155 | 452.8483 | 2151.9351 | 600 | 600 | 1551.9351
5 | 5 | 15 | 7.9 | 2.4 | 68 | 696 | 658 | 225 | 240.1962 | 41.9486 | 75.1962 | 7.9486 | 434.5745 | 205.7667 | 32.7796 | 640.3413 | 3042.9017 | 600 | 600 | 2442.9017
5 | 5 | 16 | 7.8 | 2.5 | 69 | 446 | 293 | 270 | 254.6498 | 33.2066 | 89.6498 | 0.79337 | 133.869 | 246.9201 | 32.9134 | 380.7891 | 1809.5097 | 900 | 900 | 909.5097
5 | 5 | 17 | 7.1 | 1.4 | 67 | 375 | 477 | 154 | 267.1158 | 23.8674 | 0 | 10.1326 | 108.8107 | 140.8359 | 33.0289 | 140.8359 | 669.2522 | 900 | 669.2522 | 0
5 | 5 | 18 | 7.6 | 2.6 | 71 | 63 | 0 | 63 | 278.5998 | 14.4347 | 0 | 19.5653 | 0 | 57.6147 | 33.1352 | 57.6147 | 273.785 | 900 | 273.785 | 0
5 | 5 | 19 | 7.2 | 2.1 | 70 | 47 | 3 | 47 | 289.8447 | 5.3477 | 0 | 28.6523 | 0 | 42.9824 | 33.2393 | 42.9824 | 204.2523 | 900 | 204.2523 | 0
5 | 5 | 20 | 6.5 | 2 | 73 | 3 | 0 | 3 | 301.4253 | -3.2492 | 0 | 0 | 0 | 2.7436 | 33.3465 | 2.7436 | 13.0374 | 800 | 13.0374 | 0
5 | 5 | 21 | 6.4 | 2.6 | 77 | 0 | 0 | 0 | 313.7935 | -10.8233 | 0 | 0 | 0 | 0 | 33.4611 | 0 | 0 | 700 | 0 | 0
5 | 5 | 22 | 5.5 | 2.8 | 83 | 0 | 0 | 0 | 327.2485 | -16.8593 | 0 | 0 | 0 | 0 | 33.5856 | 0 | 0 | 600 | 0 | 0
5 | 5 | 23 | 4.6 | 3 | 89 | 0 | 0 | 0 | 341.8314 | -20.9357 | 0 | 0 | 0 | 0 | 33.7207 | 0 | 0 | 500 | 0 | 0
5 | 5 | 24 | 4.9 | 3.5 | 91 | 0 | 0 | 0 | 357.2117 | -22.6539 | 0 | 0 | 0 | 0 | 33.8631 | 0 | 0 | 400 | 0 | 0
5 | 6 | 1 | 4.4 | 3 | 91 | 0 | 0 | 0 | 12.7237 | -21.8185 | 0 | 0 | 0 | 0 | 30.6734 | 0 | 0 | 350 | 0 | 0
5 | 6 | 2 | 4.4 | 3 | 91 | 0 | 0 | 0 | 27.6399 | -18.5262 | 0 | 0 | 0 | 0 | 30.8115 | 0 | 0 | 350 | 0 | 0
5 | 6 | 3 | 4.6 | 3.6 | 93 | 0 | 0 | 0 | 41.4955 | -13.1204 | 0 | 0 | 0 | 0 | 30.9398 | 0 | 0 | 350 | 0 | 0
5 | 6 | 4 | 3.5 | 2.4 | 92 | 0 | 0 | 0 | 54.2104 | -6.0456 | 0 | 0 | 0 | 0 | 31.0575 | 0 | 0 | 350 | 0 | 0
5 | 6 | 5 | 3.2 | 2.7 | 97 | 1 | 0 | 1 | 66.0074 | 2.4078 | 0 | 31.5922 | 0 | 0.91452 | 31.1667 | 0.91452 | 4.3458 | 350 | 4.3458 | 0
5 | 6 | 6 | 3.3 | 3.1 | 99 | 38 | 4 | 38 | 77.2918 | 11.22 | 87.7082 | 22.78 | 0.73299 | 34.7517 | 31.2712 | 34.7517 | 165.1401 | 350 | 165.1401 | 0
5 | 6 | 7 | 5.8 | 3.6 | 86 | 175 | 213 | 115 | 88.5923 | 20.5994 | 76.4077 | 13.4006 | 88.3302 | 105.1697 | 31.3759 | 105.1697 | 499.7662 | 350 | 350 | 149.7662
5 | 6 | 8 | 6.9 | 4.4 | 84 | 286 | 173 | 210 | 100.5825 | 30.042 | 64.4175 | 3.958 | 107.9643 | 192.0489 | 31.4869 | 192.0489 | 912.6166 | 350 | 350 | 562.6166
5 | 6 | 9 | 7 | 4.2 | 82 | 484 | 471 | 210 | 114.1665 | 39.0925 | 50.8335 | 5.0925 | 375.3292 | 192.0489 | 31.6127 | 567.3781 | 2696.1807 | 350 | 350 | 2346.1807
5 | 6 | 10 | 7.2 | 4.2 | 81 | 413 | 136 | 317 | 130.5552 | 47.1161 | 34.4448 | 13.1161 | 125.2946 | 289.9025 | 31.7644 | 415.197 | 1973.0164 | 600 | 600 | 1373.0164
5 | 6 | 11 | 7.6 | 3.9 | 77 | 630 | 361 | 346 | 151.0038 | 53.1433 | 13.9962 | 19.1433 | 356.9566 | 316.4235 | 31.9537 | 673.3801 | 3199.9023 | 600 | 600 | 2599.9023
5 | 6 | 12 | 9.2 | 4.2 | 71 | 818 | 695 | 240 | 175.426 | 55.9138 | 10.426 | 21.9138 | 691.4031 | 219.4845 | 32.1799 | 910.8876 | 4328.5377 | 600 | 600 | 3728.5377
5 | 6 | 13 | 9.9 | 4.5 | 69 | 844 | 809 | 168 | 200.6545 | 54.5878 | 35.6545 | 20.5878 | 759.6158 | 153.6392 | 32.4135 | 913.255 | 4339.7878 | 600 | 600 | 3739.7878
5 | 6 | 14 | 10.4 | 4.9 | 69 | 774 | 732 | 191 | 222.6932 | 49.5951 | 57.6932 | 15.5951 | 603.9116 | 174.6731 | 32.6175 | 778.5847 | 3699.8346 | 600 | 600 | 3099.8346
5 | 6 | 15 | 10.1 | 4.8 | 70 | 702 | 778 | 143 | 240.4316 | 42.1674 | 75.4316 | 8.1674 | 514.0912 | 130.7762 | 32.7818 | 644.8673 | 3064.4096 | 600 | 600 | 2464.4096
5 | 6 | 16 | 10.7 | 4.2 | 64 | 561 | 716 | 127 | 254.8789 | 33.4107 | 89.8789 | 0.58932 | 327.559 | 116.1439 | 32.9155 | 443.7028 | 2108.4759 | 900 | 900 | 1208.4759
5 | 6 | 17 | 10 | 4.7 | 70 | 389 | 554 | 131 | 267.3317 | 24.0655 | 0 | 9.9345 | 126.8761 | 119.802 | 33.0308 | 119.802 | 569.2989 | 900 | 569.2989 | 0
5 | 6 | 18 | 9.6 | 3.9 | 68 | 210 | 344 | 104 | 278.8015 | 14.6339 | 0 | 19.3661 | 0 | 95.11 | 33.1371 | 95.11 | 451.9625 | 900 | 451.9625 | 0
5 | 6 | 19 | 8.8 | 4.1 | 72 | 61 | 89 | 48 | 290.0322 | 5.551 | 0 | 28.449 | 0 | 43.8969 | 33.241 | 43.8969 | 208.5981 | 900 | 208.5981 | 0
5 | 6 | 20 | 8.4 | 3.5 | 71 | 3 | 0 | 3 | 301.5967 | -3.0215 | 0 | 0 | 0 | 2.7436 | 33.3481 | 2.7436 | 13.0374 | 800 | 13.0374 | 0
5 | 6 | 21 | 7.9 | 2.9 | 71 | 0 | 0 | 0 | 313.9437 | -10.5858 | 0 | 0 | 0 | 0 | 33.4624 | 0 | 0 | 700 | 0 | 0
5 | 6 | 22 | 7.5 | 1.3 | 65 | 0 | 0 | 0 | 327.3687 | -16.605 | 0 | 0 | 0 | 0 | 33.5867 | 0 | 0 | 600 | 0 | 0
5 | 6 | 23 | 6.6 | -2.4 | 51 | 0 | 0 | 0 | 341.9102 | -20.6668 | 0 | 0 | 0 | 0 | 33.7214 | 0 | 0 | 500 | 0 | 0
5 | 6 | 24 | 6.1 | -1.1 | 59 | 0 | 0 | 0 | 357.2394 | -22.3765 | 0 | 0 | 0 | 0 | 33.8633 | 0 | 0 | 400 | 0 | 0
5 | 7 | 1 | 5.6 | -1.9 | 57 | 0 | 0 | 0 | 12.6979 | -21.5411 | 0 | 0 | 0 | 0 | 30.6731 | 0 | 0 | 350 | 0 | 0
5 | 7 | 2 | 5.6 | -1.9 | 57 | 0 | 0 | 0 | 27.5669 | -18.2566 | 0 | 0 | 0 | 0 | 30.8108 | 0 | 0 | 350 | 0 | 0
5 | 7 | 3 | 5.9 | -1 | 61 | 0 | 0 | 0 | 41.3861 | -12.8633 | 0 | 0 | 0 | 0 | 30.9388 | 0 | 0 | 350 | 0 | 0
5 | 7 | 4 | 5.8 | -1.1 | 61 | 0 | 0 | 0 | 54.0749 | -5.8005 | 0 | 0 | 0 | 0 | 31.0562 | 0 | 0 | 350 | 0 | 0
5 | 7 | 5 | 6.4 | -0.1 | 63 | 1 | 0 | 1 | 65.8531 | 2.6247 | 0 | 31.3753 | 0 | 0.91452 | 31.1653 | 0.91452 | 4.3458 | 350 | 4.3458 | 0
5 | 7 | 6 | 7 | 1.2 | 67 | 27 | 0 | 27 | 77.1225 | 11.4405 | 87.8775 | 22.5595 | 0 | 24.692 | 31.2697 | 24.692 | 117.3364 | 350 | 117.3364 | 0
5 | 7 | 7 | 5.4 | 3.7 | 89 | 147 | 129 | 110 | 88.4098 | 20.8171 | 76.5902 | 13.1829 | 53.6442 | 100.5971 | 31.3742 | 100.5971 | 478.0373 | 350 | 350 | 128.0373
5 | 7 | 8 | 8.1 | 3.2 | 71 | 329 | 368 | 166 | 100.3888 | 30.2621 | 64.6112 | 3.7379 | 229.9578 | 151.8101 | 31.4851 | 151.8101 | 721.4017 | 350 | 350 | 371.4017
5 | 7 | 9 | 9.2 | 2.8 | 64 | 429 | 309 | 248 | 113.9676 | 39.3221 | 51.0324 | 5.3221 | 246.3939 | 226.8007 | 31.6108 | 473.1945 | 2248.6204 | 350 | 350 | 1898.6204
5 | 7 | 10 | 8.7 | 2.8 | 66 | 416 | 116 | 334 | 130.3707 | 47.3624 | 34.6293 | 13.3624 | 106.9006 | 305.4493 | 31.7627 | 412.3499 | 1959.4866 | 600 | 600 | 1359.4866
5 | 7 | 11 | 5.8 | 2.6 | 80 | 238 | 1 | 237 | 150.8805 | 53.4094 | 14.1195 | 19.4094 | 0.98891 | 216.741 | 31.9526 | 217.7299 | 1034.6523 | 600 | 600 | 434.6523
5 | 7 | 12 | 4.9 | 3.7 | 92 | 255 | 2 | 254 | 175.4278 | 56.1897 | 10.4278 | 22.1897 | 1.9897 | 232.2878 | 32.1799 | 234.2775 | 1113.2866 | 600 | 600 | 513.2866
5 | 7 | 13 | 6.2 | 3.9 | 85 | 257 | 2 | 255 | 200.7921 | 54.8519 | 35.7921 | 20.8519 | 1.878 | 233.2023 | 32.4147 | 235.0803 | 1117.1016 | 600 | 600 | 517.1016
5 | 7 | 14 | 6.5 | 5.6 | 94 | 241 | 1 | 240 | 222.9056 | 49.8339 | 57.9056 | 15.8339 | 0.82517 | 219.4845 | 32.6195 | 220.3097 | 1046.9116 | 600 | 600 | 446.9116
5 | 7 | 15 | 8.6 | 7.6 | 93 | 211 | 1 | 210 | 240.6625 | 42.3833 | 75.6625 | 8.3833 | 0.66113 | 192.0489 | 32.7839 | 192.7101 | 915.7583 | 600 | 600 | 315.7583
5 | 7 | 16 | 8.6 | 7.8 | 95 | 168 | 0 | 168 | 255.1035 | 33.6122 | 0 | 0.38779 | 0 | 153.6392 | 32.9176 | 153.6392 | 730.0933 | 900 | 730.0933 | 0
5 | 7 | 17 | 8.5 | 7.6 | 94 | 117 | 0 | 117 | 267.543 | 24.2613 | 0 | 9.7387 | 0 | 106.9987 | 33.0328 | 106.9987 | 508.4578 | 900 | 508.4578 | 0
5 | 7 | 18 | 8.8 | 7.9 | 94 | 64 | 0 | 64 | 278.9987 | 14.831 | 0 | 19.169 | 0 | 58.5292 | 33.1389 | 58.5292 | 278.1308 | 900 | 278.1308 | 0
5 | 7 | 19 | 8.5 | 8 | 97 | 38 | 0 | 38 | 290.2151 | 5.7523 | 0 | 28.2477 | 0 | 34.7517 | 33.2427 | 34.7517 | 165.1401 | 900 | 165.1401 | 0
5 | 7 | 20 | 8.3 | 7.9 | 97 | 2 | 0 | 2 | 301.7635 | -2.7955 | 0 | 0 | 0 | 1.829 | 33.3497 | 1.829 | 8.6916 | 800 | 8.6916 | 0
5 | 7 | 21 | 8.2 | 8 | 99 | 0 | 0 | 0 | 314.0894 | -10.3512 | 0 | 0 | 0 | 0 | 33.4638 | 0 | 0 | 700 | 0 | 0
5 | 7 | 22 | 7.8 | 7.6 | 99 | 0 | 0 | 0 | 327.4846 | -16.3542 | 0 | 0 | 0 | 0 | 33.5878 | 0 | 0 | 600 | 0 | 0
5 | 7 | 23 | 7.2 | 7 | 99 | 0 | 0 | 0 | 341.9852 | -20.4019 | 0 | 0 | 0 | 0 | 33.7221 | 0 | 0 | 500 | 0 | 0
5 | 7 | 24 | 7.2 | 6.8 | 97 | 0 | 0 | 0 | 357.2643 | -22.1036 | 0 | 0 | 0 | 0 | 33.8636 | 0 | 0 | 400 | 0 | 0
5 | 8 | 1 | 6.6 | 5.7 | 94 | 0 | 0 | 0 | 12.6705 | -21.2686 | 0 | 0 | 0 | 0 | 30.6729 | 0 | 0 | 350 | 0 | 0
5 | 8 | 2 | 6.8 | 5.2 | 90 | 0 | 0 | 0 | 27.4933 | -17.9922 | 0 | 0 | 0 | 0 | 30.8101 | 0 | 0 | 350 | 0 | 0
5 | 8 | 3 | 6.5 | 4.2 | 85 | 0 | 0 | 0 | 41.277 | -12.6114 | 0 | 0 | 0 | 0 | 30.9377 | 0 | 0 | 350 | 0 | 0
5 | 8 | 4 | 6.4 | 4.3 | 86 | 0 | 0 | 0 | 53.9402 | -5.5605 | 0 | 0 | 0 | 0 | 31.055 | 0 | 0 | 350 | 0 | 0
5 | 8 | 5 | 6.2 | 4.1 | 86 | 2 | 0 | 2 | 65.6997 | 2.8377 | 0 | 31.1623 | 0 | 1.829 | 31.1639 | 1.829 | 8.6916 | 350 | 8.6916 | 0
5 | 8 | 6 | 6.9 | 4.9 | 87 | 46 | 29 | 43 | 76.9542 | 11.6559 | 88.0458 | 22.3441 | 5.3989 | 39.3243 | 31.2681 | 39.3243 | 186.8691 | 350 | 186.8691 | 0
5 | 8 | 7 | 8.2 | 5.1 | 81 | 187 | 244 | 117 | 88.2282 | 21.0296 | 76.7718 | 12.9704 | 101.7327 | 106.9987 | 31.3725 | 106.9987 | 508.4578 | 350 | 350 | 158.4578
5 | 8 | 8 | 8.3 | 4.7 | 78 | 361 | 485 | 145 | 100.1957 | 30.4769 | 64.8043 | 3.5231 | 303.4373 | 132.6052 | 31.4833 | 132.6052 | 630.14 | 350 | 350 | 280.14
5 | 8 | 9 | 8.7 | 5.1 | 78 | 520 | 628 | 150 | 113.7688 | 39.5462 | 51.2312 | 5.5462 | 501.0543 | 137.1778 | 31.609 | 638.2321 | 3032.8789 | 350 | 350 | 2682.8789
5 | 8 | 10 | 10.3 | 5.5 | 72 | 680 | 709 | 178 | 130.1852 | 47.6032 | 34.8148 | 13.6032 | 653.5496 | 162.7843 | 31.761 | 816.334 | 3879.2191 | 600 | 600 | 3279.2191
5 | 8 | 11 | 10.9 | 5.9 | 71 | 792 | 810 | 151 | 150.7546 | 53.6702 | 14.2454 | 19.6702 | 801.0791 | 138.0923 | 31.9514 | 939.1714 | 4462.9427 | 600 | 600 | 3862.9427
5 | 8 | 12 | 11.1 | 6.2 | 72 | 850 | 846 | 141 | 175.426 | 56.4608 | 10.426 | 22.4608 | 841.6572 | 128.9471 | 32.1799 | 970.6043 | 4612.3117 | 600 | 600 | 4012.3117
5 | 8 | 13 | 10.5 | 6 | 74 | 855 | 847 | 142 | 200.9256 | 55.1117 | 35.9256 | 21.1117 | 795.3656 | 129.8617 | 32.416 | 925.2273 | 4396.68 | 600 | 600 | 3796.68
5 | 8 | 14 | 10.3 | 5.2 | 71 | 808 | 844 | 131 | 223.1137 | 50.0692 | 58.1137 | 16.0692 | 696.5697 | 119.802 | 32.6214 | 816.3716 | 3879.3981 | 600 | 600 | 3279.3981
5 | 8 | 15 | 10.5 | 5.2 | 70 | 707 | 801 | 127 | 240.8887 | 42.5962 | 75.8887 | 8.5962 | 529.8431 | 116.1439 | 32.786 | 645.987 | 3069.7302 | 600 | 600 | 2469.7302
5 | 8 | 16 | 9.9 | 5.3 | 73 | 560 | 694 | 136 | 255.3233 | 33.8112 | 0 | 0.18882 | 318.3396 | 124.3746 | 32.9197 | 442.7142 | 2103.7779 | 900 | 900 | 1203.7779
5 | 8 | 17 | 9.2 | 4.2 | 71 | 395 | 581 | 121 | 267.7496 | 24.4548 | 0 | 9.5452 | 134.1317 | 110.6568 | 33.0347 | 110.6568 | 525.841 | 900 | 525.841 | 0
5 | 8 | 18 | 8.8 | 4.3 | 73 | 216 | 349 | 106 | 279.1912 | 15.0258 | 0 | 18.9742 | 0 | 96.939 | 33.1407 | 96.939 | 460.6541 | 900 | 460.6541 | 0
5 | 8 | 19 | 8.3 | 4.1 | 75 | 66 | 61 | 56 | 290.3933 | 5.9514 | 0 | 28.0486 | 0 | 51.2131 | 33.2444 | 51.2131 | 243.3644 | 900 | 243.3644 | 0
5 | 8 | 20 | 7.3 | 4.3 | 81 | 5 | 0 | 5 | 301.9256 | -2.5708 | 0 | 0 | 0 | 4.5726 | 33.3512 | 4.5726 | 21.729 | 800 | 21.729 | 0
5 | 8 | 21 | 6.7 | 3.6 | 81 | 0 | 0 | 0 | 314.2305 | -10.1197 | 0 | 0 | 0 | 0 | 33.4651 | 0 | 0 | 700 | 0 | 0
5 | 8 | 22 | 6 | 3.6 | 85 | 0 | 0 | 0 | 327.5963 | -16.107 | 0 | 0 | 0 | 0 | 33.5889 | 0 | 0 | 600 | 0 | 0
5 | 8 | 23 | 5.8 | 3.6 | 86 | 0 | 0 | 0 | 342.0566 | -20.1411 | 0 | 0 | 0 | 0 | 33.7227 | 0 | 0 | 500 | 0 | 0
5 | 8 | 24 | 6.2 | 4.1 | 86 | 0 | 0 | 0 | 357.2865 | -21.8354 | 0 | 0 | 0 | 0 | 33.8638 | 0 | 0 | 400 | 0 | 0
5 | 9 | 1 | 6.2 | 4.6 | 89 | 0 | 0 | 0 | 12.6415 | -21.0012 | 0 | 0 | 0 | 0 | 30.6726 | 0 | 0 | 350 | 0 | 0
5 | 9 | 2 | 5.7 | 4.3 | 91 | 0 | 0 | 0 | 27.4191 | -17.733 | 0 | 0 | 0 | 0 | 30.8094 | 0 | 0 | 350 | 0 | 0
5 | 9 | 3 | 6 | 4.6 | 91 | 0 | 0 | 0 | 41.168 | -12.3647 | 0 | 0 | 0 | 0 | 30.9367 | 0 | 0 | 350 | 0 | 0
5 | 9 | 4 | 6.4 | 5 | 91 | 0 | 0 | 0 | 53.8061 | -5.3256 | 0 | 0 | 0 | 0 | 31.0538 | 0 | 0 | 350 | 0 | 0
5 | 9 | 5 | 6 | 4.8 | 92 | 2 | 0 | 2 | 65.5473 | 3.0467 | 0 | 30.9533 | 0 | 1.829 | 31.1625 | 1.829 | 8.6916 | 350 | 8.6916 | 0
5 | 9 | 6 | 6.8 | 5.6 | 92 | 48 | 32 | 44 | 76.7869 | 11.8662 | 88.2131 | 22.1338 | 6.0012 | 40.2388 | 31.2665 | 40.2388 | 191.2149 | 350 | 191.2149 | 0
5 | 9 | 7 | 9.1 | 6 | 81 | 189 | 243 | 119 | 88.0477 | 21.2367 | 76.9523 | 12.7633 | 101.5662 | 108.8277 | 31.3708 | 108.8277 | 517.1494 | 350 | 350 | 167.1494
5 | 9 | 8 | 9.9 | 6 | 77 | 363 | 482 | 147 | 100.0034 | 30.6863 | 64.9966 | 3.3137 | 301.8996 | 134.4343 | 31.4815 | 134.4343 | 638.8316 | 350 | 350 | 288.8316
5 | 9 | 9 | 10.8 | 5.6 | 70 | 541 | 659 | 150 | 113.5701 | 39.7648 | 51.4299 | 5.7648 | 526.0638 | 137.1778 | 31.6071 | 663.2416 | 3151.724 | 350 | 350 | 2801.724
5 | 9 | 10 | 11.6 | 4.9 | 63 | 689 | 768 | 143 | 129.9986 | 47.8384 | 35.0014 | 13.8384 | 708.0856 | 130.7762 | 31.7592 | 838.8618 | 3986.2711 | 600 | 600 | 3386.2711
5 | 9 | 11 | 12.3 | 4.9 | 61 | 789 | 815 | 141 | 150.626 | 53.9255 | 14.374 | 19.9255 | 806.0652 | 128.9471 | 31.9502 | 935.0123 | 4443.1785 | 600 | 600 | 3843.1785
5 | 9 | 12 | 12.2 | 3.7 | 56 | 848 | 832 | 149 | 175.4203 | 56.727 | 10.4203 | 22.727 | 827.7233 | 136.2633 | 32.1798 | 963.9866 | 4580.8642 | 600 | 600 | 3980.8642
5 | 9 | 13 | 12 | 3.2 | 55 | 853 | 835 | 149 | 201.055 | 55.3673 | 36.055 | 21.3673 | 784.12 | 136.2633 | 32.4172 | 920.3833 | 4373.6615 | 600 | 600 | 3773.6615
5 | 9 | 14 | 12.4 | 4.1 | 57 | 803 | 821 | 142 | 223.3171 | 50.3009 | 58.3171 | 16.3009 | 677.7112 | 129.8617 | 32.6233 | 807.5729 | 3837.5863 | 600 | 600 | 3237.5863
5 | 9 | 15 | 12.2 | 5.8 | 65 | 685 | 692 | 182 | 241.1101 | 42.8061 | 76.1101 | 8.8061 | 457.9877 | 166.4424 | 32.7881 | 624.4301 | 2967.2917 | 600 | 600 | 2367.2917
5 | 9 | 16 | 12 | 4.8 | 61 | 563 | 717 | 123 | 255.5383 | 34.0076 | 0 | 0.0075603 | 329.3378 | 112.4858 | 32.9217 | 441.8237 | 2099.546 | 900 | 900 | 1199.546
5 | 9 | 17 | 11.1 | 4.9 | 66 | 384 | 487 | 153 | 267.9514 | 24.646 | 0 | 9.354 | 112.8891 | 139.9214 | 33.0366 | 139.9214 | 664.9064 | 900 | 664.9064 | 0
5 | 9 | 18 | 10.7 | 4.4 | 65 | 216 | 349 | 105 | 279.3789 | 15.2184 | 0 | 18.7816 | 0 | 96.0245 | 33.1424 | 96.0245 | 456.3083 | 900 | 456.3083 | 0
5 | 9 | 19 | 9.5 | 5.5 | 76 | 65 | 84 | 52 | 290.5669 | 6.1485 | 0 | 27.8515 | 0 | 47.555 | 33.246 | 47.555 | 225.9813 | 900 | 225.9813 | 0
5 | 9 | 20 | 8.4 | 5.3 | 81 | 5 | 0 | 5 | 302.083 | -2.3474 | 0 | 0 | 0 | 4.5726 | 33.3526 | 4.5726 | 21.729 | 800 | 21.729 | 0
5 | 9 | 21 | 7.3 | 4.8 | 84 | 0 | 0 | 0 | 314.3671 | -9.8912 | 0 | 0 | 0 | 0 | 33.4664 | 0 | 0 | 700 | 0 | 0
5 | 9 | 22 | 6.7 | 4.4 | 85 | 0 | 0 | 0 | 327.7036 | -15.8633 | 0 | 0 | 0 | 0 | 33.5898 | 0 | 0 | 600 | 0 | 0
5 | 9 | 23 | 6.2 | 3.6 | 83 | 0 | 0 | 0 | 342.1243 | -19.8846 | 0 | 0 | 0 | 0 | 33.7234 | 0 | 0 | 500 | 0 | 0
5 | 9 | 24 | 5.7 | 3.7 | 87 | 0 | 0 | 0 | 357.306 | -21.572 | 0 | 0 | 0 | 0 | 33.8639 | 0 | 0 | 400 | 0 | 0
5 | 10 | 1 | 5.8 | 3.4 | 85 | 0 | 0 | 0 | 12.6109 | -20.7389 | 0 | 0 | 0 | 0 | 30.6723 | 0 | 0 | 350 | 0 | 0
5 | 10 | 2 | 5.8 | 2.3 | 78 | 0 | 0 | 0 | 27.3445 | -17.4791 | 0 | 0 | 0 | 0 | 30.8087 | 0 | 0 | 350 | 0 | 0
5 | 10 | 3 | 5.5 | 2.5 | 81 | 0 | 0 | 0 | 41.0593 | -12.1233 | 0 | 0 | 0 | 0 | 30.9357 | 0 | 0 | 350 | 0 | 0
5 | 10 | 4 | 6 | 1.5 | 73 | 0 | 0 | 0 | 53.6729 | -5.0958 | 0 | 0 | 0 | 0 | 31.0525 | 0 | 0 | 350 | 0 | 0
5 | 10 | 5 | 5.8 | 0.9 | 71 | 2 | 0 | 2 | 65.3959 | 3.2515 | 0 | 30.7485 | 0 | 1.829 | 31.1611 | 1.829 | 8.6916 | 350 | 8.6916 | 0
5 | 10 | 6 | 6.7 | 4.4 | 85 | 51 | 36 | 46 | 76.6209 | 12.0712 | 88.3791 | 21.9288 | 6.7983 | 42.0679 | 31.265 | 42.0679 | 199.9065 | 350 | 199.9065 | 0
5 | 10 | 7 | 8.7 | 6.1 | 84 | 193 | 246 | 120 | 87.8683 | 21.4386 | 77.1317 | 12.5614 | 103.0588 | 109.7423 | 31.3692 | 109.7423 | 521.4952 | 350 | 350 | 171.4952
5 | 10 | 8 | 10.1 | 4.9 | 70 | 371 | 505 | 142 | 99.8119 | 30.8902 | 65.1881 | 3.1098 | 316.6338 | 129.8617 | 31.4797 | 129.8617 | 617.1026 | 350 | 350 | 267.1026
5 | 10 | 9 | 10.8 | 5.2 | 68 | 545 | 663 | 150 | 113.3717 | 39.9778 | 51.6283 | 5.9778 | 529.5037 | 137.1778 | 31.6053 | 666.6816 | 3168.0708 | 350 | 350 | 2818.0708
5 | 10 | 10 | 11.6 | 3.8 | 59 | 694 | 775 | 141 | 129.8111 | 48.068 | 35.1889 | 14.068 | 714.6624 | 128.9471 | 31.7575 | 843.6095 | 4008.8324 | 600 | 600 | 3408.8324
5 | 10 | 11 | 12.3 | 3.1 | 53 | 802 | 846 | 128 | 150.4949 | 54.1754 | 14.5051 | 20.1754 | 836.7451 | 117.0584 | 31.949 | 953.8035 | 4532.4741 | 600 | 600 | 3932.4741
5 | 10 | 12 | 12.9 | 5.4 | 60 | 857 | 851 | 140 | 175.4109 | 56.9882 | 10.4109 | 22.9882 | 846.6052 | 128.0326 | 32.1797 | 974.6379 | 4631.4791 | 600 | 600 | 4031.4791
5 | 10 | 13 | 12.8 | 2.3 | 49 | 865 | 863 | 136 | 201.18 | 55.6185 | 36.18 | 21.6185 | 810.4309 | 124.3746 | 32.4183 | 934.8055 | 4442.1956 | 600 | 600 | 3842.1956
5 | 10 | 14 | 13.7 | 1.1 | 42 | 817 | 856 | 126 | 223.5159 | 50.5289 | 58.5159 | 16.5289 | 706.7323 | 115.2294 | 32.6251 | 821.9616 | 3905.9616 | 600 | 600 | 3305.9616
5 | 10 | 15 | 13.5 | 2.5 | 47 | 716 | 813 | 123 | 241.3266 | 43.013 | 76.3266 | 9.013 | 538.3633 | 112.4858 | 32.7901 | 650.8491 | 3092.8351 | 600 | 600 | 2492.8351
5 | 10 | 16 | 12.4 | 3.4 | 54 | 520 | 489 | 218 | 255.7484 | 34.2013 | 0 | 0.2013 | 224.922 | 199.3651 | 32.9236 | 424.2871 | 2016.2125 | 900 | 900 | 1116.2125
5 | 10 | 17 | 12 | 2.1 | 51 | 244 | 87 | 202 | 268.1484 | 24.8347 | 0 | 9.1653 | 20.25 | 184.7328 | 33.0384 | 184.7328 | 877.8502 | 900 | 877.8502 | 0
5 | 10 | 18 | 11.6 | 2.6 | 54 | 177 | 126 | 136 | 279.5619 | 15.4087 | 0 | 18.5913 | 0 | 124.3746 | 33.1441 | 124.3746 | 591.0279 | 900 | 591.0279 | 0
5 | 10 | 19 | 10.9 | 2.5 | 56 | 63 | 26 | 59 | 290.7357 | 6.3432 | 0 | 27.6568 | 0 | 53.9566 | 33.2476 | 53.9566 | 256.4018 | 900 | 256.4018 | 0
5 | 10 | 20 | 10 | 2.7 | 60 | 4 | 0 | 4 | 302.2358 | -2.125 | 0 | 0 | 0 | 3.6581 | 33.354 | 3.6581 | 17.3832 | 800 | 17.3832 | 0
5 | 10 | 21 | 9.1 | 2.7 | 64 | 0 | 0 | 0 | 314.499 | -9.6658 | 0 | 0 | 0 | 0 | 33.4676 | 0 | 0 | 700 | 0 | 0
5 | 10 | 22 | 8.6 | 3.2 | 69 | 0 | 0 | 0 | 327.8066 | -15.6235 | 0 | 0 | 0 | 0 | 33.5908 | 0 | 0 | 600 | 0 | 0
5 | 10 | 23 | 8.4 | 4.5 | 76 | 0 | 0 | 0 | 342.1883 | -19.6325 | 0 | 0 | 0 | 0 | 33.724 | 0 | 0 | 500 | 0 | 0
5 | 10 | 24 | 7.5 | 4.5 | 81 | 0 | 0 | 0 | 357.3228 | -21.3134 | 0 | 0 | 0 | 0 | 33.8641 | 0 | 0 | 400 | 0 | 0
5 | 11 | 1 | 7.2 | 5 | 86 | 0 | 0 | 0 | 12.5788 | -20.4818 | 0 | 0 | 0 | 0 | 30.672 | 0 | 0 | 350 | 0 | 0
5 | 11 | 2 | 7.5 | 5.5 | 87 | 0 | 0 | 0 | 27.2693 | -17.2305 | 0 | 0 | 0 | 0 | 30.808 | 0 | 0 | 350 | 0 | 0
5 | 11 | 3 | 7.5 | 6 | 90 | 0 | 0 | 0 | 40.9509 | -11.8873 | 0 | 0 | 0 | 0 | 30.9347 | 0 | 0 | 350 | 0 | 0
5 | 11 | 4 | 7.5 | 6 | 90 | 0 | 0 | 0 | 53.5404 | -4.8712 | 0 | 0 | 0 | 0 | 31.0513 | 0 | 0 | 350 | 0 | 0
5 | 11 | 5 | 8 | 6.6 | 91 | 3 | 0 | 3 | 65.2456 | 3.4519 | 0 | 30.5481 | 0 | 2.7436 | 31.1597 | 2.7436 | 13.0374 | 350 | 13.0374 | 0
5 | 11 | 6 | 8.7 | 6.6 | 87 | 53 | 39 | 48 | 76.4561 | 12.271 | 88.5439 | 21.729 | 7.4133 | 43.8969 | 31.2635 | 43.8969 | 208.5981 | 350 | 208.5981 | 0
5 | 11 | 7 | 10.2 | 6.3 | 77 | 195 | 246 | 122 | 87.6902 | 21.6351 | 77.3098 | 12.3649 | 103.2829 | 111.5713 | 31.3675 | 111.5713 | 530.1868 | 350 | 350 | 180.1868
5 | 11 | 8 | 11.3 | 6.1 | 70 | 372 | 500 | 145 | 99.6214 | 31.0886 | 65.3786 | 2.9114 | 313.797 | 132.6052 | 31.478 | 132.6052 | 630.14 | 350 | 350 | 280.14
5 | 11 | 9 | 12.3 | 5.7 | 64 | 547 | 662 | 151 | 113.1736 | 40.1851 | 51.8264 | 6.1851 | 528.9215 | 138.0923 | 31.6035 | 667.0139 | 3169.65 | 350 | 350 | 2819.65
5 | 11 | 10 | 13.1 | 5.7 | 61 | 693 | 765 | 146 | 129.6228 | 48.2918 | 35.3772 | 14.2918 | 705.5347 | 133.5197 | 31.7558 | 839.0544 | 3987.1867 | 600 | 600 | 3387.1867
5 | 11 | 11 | 14.5 | 5.5 | 55 | 793 | 812 | 144 | 150.3612 | 54.4197 | 14.6388 | 20.4197 | 803.115 | 131.6907 | 31.9478 | 934.8057 | 4442.1965 | 600 | 600 | 3842.1965
5 | 11 | 12 | 15.5 | 6 | 53 | 850 | 823 | 155 | 175.3976 | 57.2444 | 10.3976 | 23.2444 | 818.717 | 141.7504 | 32.1796 | 960.4674 | 4564.1413 | 600 | 600 | 3964.1413
5 | 11 | 13 | 16 | 6.6 | 54 | 783 | 551 | 315 | 201.3005 | 55.8654 | 36.3005 | 21.8654 | 517.4435 | 288.0734 | 32.4194 | 805.5169 | 3827.8162 | 600 | 600 | 3227.8162
5 | 11 | 14 | 17.2 | 6 | 48 | 739 | 566 | 280 | 223.7097 | 50.7532 | 58.7097 | 16.7532 | 467.3884 | 256.0653 | 32.6269 | 723.4537 | 3437.8518 | 600 | 600 | 2837.8518
5 | 11 | 15 | 17.1 | 6 | 48 | 433 | 135 | 334 | 241.538 | 43.2167 | 76.538 | 9.2167 | 89.4459 | 305.4493 | 32.792 | 394.8952 | 1876.5421 | 600 | 600 | 1276.5421
5 | 11 | 16 | 17.4 | 5.7 | 46 | 172 | 1 | 172 | 255.9534 | 34.3924 | 0 | 0.39237 | 0.46061 | 157.2972 | 32.9255 | 157.7578 | 749.6653 | 900 | 749.6653 | 0
5 | 11 | 17 | 17 | 6 | 48 | 121 | 0 | 121 | 268.3404 | 25.021 | 0 | 8.979 | 0 | 110.6568 | 33.0402 | 110.6568 | 525.841 | 900 | 525.841 | 0
5 | 11 | 18 | 16.4 | 6.1 | 50 | 67 | 0 | 67 | 279.7401 | 15.5966 | 0 | 18.4034 | 0 | 61.2728 | 33.1457 | 61.2728 | 291.1681 | 900 | 291.1681 | 0
5 | 11 | 19 | 16.3 | 5.6 | 49 | 22 | 0 | 22 | 290.8996 | 6.5357 | 0 | 27.4643 | 0 | 20.1194 | 33.2491 | 20.1194 | 95.6075 | 900 | 95.6075 | 0
5 | 11 | 20 | 15.5 | 6.2 | 54 | 2 | 0 | 2 | 302.3838 | -1.903 | 0 | 0 | 0 | 1.829 | 33.3554 | 1.829 | 8.6916 | 800 | 8.6916 | 0
5 | 11 | 21 | 15.5 | 6 | 53 | 0 | 0 | 0 | 314.6263 | -9.4437 | 0 | 0 | 0 | 0 | 33.4688 | 0 | 0 | 700 | 0 | 0
5 | 11 | 22 | 14.9 | 6.7 | 58 | 0 | 0 | 0 | 327.9054 | -15.3874 | 0 | 0 | 0 | 0 | 33.5917 | 0 | 0 | 600 | 0 | 0
5 | 11 | 23 | 14.7 | 6.7 | 59 | 0 | 0 | 0 | 342.2487 | -19.3847 | 0 | 0 | 0 | 0 | 33.7245 | 0 | 0 | 500 | 0 | 0
5 | 11 | 24 | 12.9 | 8.3 | 74 | 0 | 0 | 0 | 357.337 | -21.0598 | 0 | 0 | 0 | 0 | 33.8642 | 0 | 0 | 400 | 0 | 0
5 | 12 | 1 | 12.2 | 8.8 | 80 | 0 | 0 | 0 | 12.5452 | -20.23 | 0 | 0 | 0 | 0 | 30.6717 | 0 | 0 | 350 | 0 | 0
5 | 12 | 2 | 12.7 | 7.6 | 71 | 0 | 0 | 0 | 27.1936 | -16.9874 | 0 | 0 | 0 | 0 | 30.8073 | 0 | 0 | 350 | 0 | 0
5 | 12 | 3 | 12.3 | 6.4 | 67 | 0 | 0 | 0 | 40.8428 | -11.6568 | 0 | 0 | 0 | 0 | 30.9337 | 0 | 0 | 350 | 0 | 0
5 | 12 | 4 | 12.6 | 5.8 | 63 | 0 | 0 | 0 | 53.4088 | -4.6518 | 0 | 0 | 0 | 0 | 31.0501 | 0 | 0 | 350 | 0 | 0
5 | 12 | 5 | 13 | 5.1 | 59 | 1 | 0 | 1 | 65.0965 | 3.6476 | 0 | 30.3524 | 0 | 0.91452 | 31.1583 | 0.91452 | 4.3458 | 350 | 4.3458 | 0
5 | 12 | 6 | 13.5 | 5.2 | 57 | 33 | 0 | 33 | 76.2925 | 12.4654 | 88.7075 | 21.5346 | 0 | 30.1791 | 31.262 | 30.1791 | 143.4112 | 350 | 143.4112 | 0
5 | 12 | 7 | 14 | 5.8 | 58 | 120 | 18 | 115 | 87.5133 | 21.8261 | 77.4867 | 12.1739 | 7.5726 | 105.1697 | 31.3659 | 105.1697 | 499.7662 | 350 | 350 | 149.7662
5 | 12 | 8 | 15.1 | 6.5 | 56 | 113 | 0 | 113 | 99.432 | 31.2814 | 65.568 | 2.7186 | 0 | 103.3406 | 31.4762 | 103.3406 | 491.0746 | 350 | 350 | 141.0746
5 | 12 | 9 | 15.9 | 5.7 | 51 | 333 | 122 | 260 | 112.976 | 40.3867 | 52.024 | 6.3867 | 97.5094 | 237.7749 | 31.6016 | 335.2843 | 1593.2711 | 350 | 350 | 1243.2711
5 | 12 | 10 | 16.8 | 6.8 | 52 | 422 | 125 | 332 | 129.4338 | 48.5098 | 35.5662 | 14.5098 | 115.2944 | 303.6202 | 31.754 | 418.9147 | 1990.6824 | 600 | 600 | 1390.6824
5 | 12 | 11 | 17.5 | 7.7 | 53 | 486 | 87 | 416 | 150.2251 | 54.6583 | 14.7749 | 20.6583 | 86.0457 | 380.4398 | 31.9465 | 466.4855 | 2216.739 | 600 | 600 | 1616.739
5 | 12 | 12 | 18.7 | 8.4 | 51 | 520 | 88 | 445 | 175.3804 | 57.4953 | 10.3804 | 23.4953 | 87.5372 | 406.9609 | 32.1794 | 494.4981 | 2349.855 | 600 | 600 | 1749.855
5 | 12 | 13 | 19.7 | 9.2 | 51 | 522 | 88 | 448 | 201.4164 | 56.1078 | 36.4164 | 22.1078 | 82.6414 | 409.7044 | 32.4205 | 492.3458 | 2339.6272 | 600 | 600 | 1739.6272
5 | 12 | 14 | 20.9 | 9.7 | 49 | 647 | 370 | 347 | 223.8984 | 50.9738 | 58.8984 | 16.9738 | 305.5939 | 317.338 | 32.6287 | 622.9319 | 2960.1725 | 600 | 600 | 2360.1725
5 | 12 | 15 | 20.6 | 10.8 | 53 | 432 | 131 | 335 | 241.7442 | 43.4173 | 76.7442 | 9.4173 | 86.8451 | 306.3638 | 32.7939 | 393.2089 | 1868.5285 | 600 | 600 | 1268.5285
5 | 12 | 16 | 20.4 | 9.6 | 50 | 347 | 114 | 276 | 256.1532 | 34.5807 | 0 | 0.58071 | 52.5845 | 252.4072 | 32.9273 | 304.9917 | 1449.3207 | 900 | 900 | 549.3207
5 | 12 | 17 | 20.2 | 10.3 | 53 | 244 | 59 | 215 | 268.5274 | 25.2049 | 0 | 8.7951 | 13.8475 | 196.6215 | 33.0419 | 196.6215 | 934.3456 | 900 | 900 | 34.3456
5 | 12 | 18 | 19.6 | 10.9 | 57 | 136 | 19 | 130 | 279.9133 | 15.782 | 0 | 18.218 | 0 | 118.8874 | 33.1473 | 118.8874 | 564.9531 | 900 | 564.9531 | 0
5 | 12 | 19 | 19.3 | 10.5 | 57 | 45 | 0 | 45 | 291.0588 | 6.7257 | 0 | 27.2743 | 0 | 41.1533 | 33.2505 | 41.1533 | 195.5607 | 900 | 195.5607 | 0
5 | 12 | 20 | 17.3 | 10.4 | 64 | 5 | 0 | 5 | 302.527 | -1.681 | 0 | 0 | 0 | 4.5726 | 33.3567 | 4.5726 | 21.729 | 800 | 21.729 | 0
5 | 12 | 21 | 16.4 | 9.4 | 63 | 0 | 0 | 0 | 314.749 | -9.225 | 0 | 0 | 0 | 0 | 33.4699 | 0 | 0 | 700 | 0 | 0
5 | 12 | 22 | 15.3 | 9.4 | 68 | 0 | 0 | 0 | 327.9998 | -15.1552 | 0 | 0 | 0 | 0 | 33.5926 | 0 | 0 | 600 | 0 | 0
5 | 12 | 23 | 15 | 9.5 | 70 | 0 | 0 | 0 | 342.3055 | -19.1414 | 0 | 0 | 0 | 0 | 33.7251 | 0 | 0 | 500 | 0 | 0
5 | 12 | 24 | 14.9 | 9.8 | 72 | 0 | 0 | 0 | 357.3484 | -20.8112 | 0 | 0 | 0 | 0 | 33.8643 | 0 | 0 | 400 | 0 | 0
5 | 13 | 1 | 16 | 9.3 | 64 | 0 | 0 | 0 | 12.51 | -19.9836 | 0 | 0 | 0 | 0 | 30.6714 | 0 | 0 | 350 | 0 | 0
5 | 13 | 2 | 15.9 | 7.9 | 59 | 0 | 0 | 0 | 27.1175 | -16.7498 | 0 | 0 | 0 | 0 | 30.8066 | 0 | 0 | 350 | 0 | 0
5 | 13 | 3 | 15 | 7.6 | 61 | 0 | 0 | 0 | 40.7351 | -11.4318 | 0 | 0 | 0 | 0 | 30.9327 | 0 | 0 | 350 | 0 | 0
5 | 13 | 4 | 14 | 7.5 | 65 | 0 | 0 | 0 | 53.2781 | -4.4378 | 0 | 0 | 0 | 0 | 31.0489 | 0 | 0 | 350 | 0 | 0
5 | 13 | 5 | 13.4 | 7.8 | 69 | 3 | 0 | 3 | 64.9487 | 3.8386 | 0 | 30.1614 | 0 | 2.7436 | 31.1569 | 2.7436 | 13.0374 | 350 | 13.0374 | 0
5 | 13 | 6 | 13.9 | 8 | 68 | 57 | 44 | 50 | 76.1304 | 12.6544 | 88.8696 | 21.3456 | 8.4647 | 45.7259 | 31.2605 | 45.7259 | 217.2897 | 350 | 217.2897 | 0
5 | 13 | 7 | 15.8 | 8.3 | 61 | 200 | 248 | 125 | 87.3377 | 22.0116 | 77.6623 | 11.9884 | 104.5304 | 114.3148 | 31.3642 | 114.3148 | 543.2242 | 350 | 350 | 193.2242
5 | 13 | 8 | 16.9 | 7.4 | 53 | 377 | 499 | 147 | 99.2437 | 31.4687 | 65.7563 | 2.5313 | 313.6858 | 134.4343 | 31.4745 | 134.4343 | 638.8316 | 350 | 350 | 288.8316
5 | 13 | 9 | 17.7 | 7.2 | 50 | 532 | 621 | 157 | 112.779 | 40.5825 | 52.221 | 6.5825 | 496.4875 | 143.5794 | 31.5998 | 640.0669 | 3041.5981 | 350 | 350 | 2691.5981
5 | 13 | 10 | 19.7 | 8.5 | 48 | 672 | 674 | 186 | 129.2442 | 48.7219 | 35.7558 | 14.7219 | 621.7039 | 170.1005 | 31.7523 | 791.8044 | 3762.6544 | 600 | 600 | 3162.6544
5 | 13 | 11 | 22.5 | 7.6 | 38 | 796 | 780 | 168 | 150.0867 | 54.8912 | 14.9133 | 20.8912 | 771.4042 | 153.6392 | 31.9452 | 925.0434 | 4395.8062 | 600 | 600 | 3795.8062
5 | 13 | 12 | 23.3 | 8.9 | 40 | 780 | 535 | 326 | 175.3592 | 57.741 | 10.3592 | 23.741 | 532.1502 | 298.1331 | 32.1793 | 830.2833 | 3945.5064 | 600 | 600 | 3345.5064
5 | 13 | 13 | 23.5 | 9.8 | 42 | 783 | 554 | 311 | 201.5275 | 56.3457 | 36.5275 | 22.3457 | 520.2667 | 284.4153 | 32.4216 | 804.6821 | 3823.8492 | 600 | 600 | 3223.8492
5 | 13 | 14 | 24.2 | 9.6 | 40 | 739 | 555 | 287 | 224.082 | 51.1906 | 59.082 | 17.1906 | 458.4784 | 262.4669 | 32.6304 | 720.9453 | 3425.9322 | 600 | 600 | 2825.9322
5 | 13 | 15 | 23.7 | 7.9 | 36 | 572 | 317 | 339 | 241.945 | 43.6146 | 76.945 | 9.6146 | 210.2739 | 310.0219 | 32.7958 | 520.2958 | 2472.4455 | 600 | 600 | 1872.4455
5 | 13 | 16 | 24.1 | 8.5 | 37 | 523 | 499 | 212 | 256.3478 | 34.7663 | 0 | 0.76629 | 230.5066 | 193.878 | 32.9291 | 424.3846 | 2016.6757 | 900 | 900 | 1116.6757
5 | 13 | 17 | 21.9 | 8.1 | 41 | 369 | 393 | 178 | 268.7093 | 25.3861 | 0 | 8.6139 | 92.6272 | 162.7843 | 33.0436 | 162.7843 | 773.5512 | 900 | 773.5512 | 0
5 | 13 | 18 | 19.5 | 6.9 | 44 | 207 | 262 | 121 | 280.0815 | 15.965 | 0 | 18.035 | 0.032306 | 110.6568 | 33.1489 | 110.6568 | 525.841 | 900 | 525.841 | 0
5 | 13 | 19 | 18 | 6.3 | 46 | 61 | 14 | 58 | 291.2131 | 6.9133 | 0 | 27.0867 | 0 | 53.0421 | 33.252 | 53.0421 | 252.056 | 900 | 252.056 | 0
5 | 13 | 20 | 16.1 | 6.3 | 52 | 7 | 0 | 7 | 302.6654 | -1.458 | 0 | 0 | 0 | 6.4016 | 33.358 | 6.4016 | 30.4206 | 800 | 30.4206 | 0
5 | 13 | 21 | 14.9 | 6.5 | 57 | 0 | 0 | 0 | 314.867 | -9.0096 | 0 | 0 | 0 | 0 | 33.471 | 0 | 0 | 700 | 0 | 0
5 | 13 | 22 | 14.5 | 6.7 | 59 | 0 | 0 | 0 | 328.09 | -14.9271 | 0 | 0 | 0 | 0 | 33.5934 | 0 | 0 | 600 | 0 | 0
5 | 13 | 23 | 14.1 | 6.7 | 61 | 0 | 0 | 0 | 342.3586 | -18.9027 | 0 | 0 | 0 | 0 | 33.7255 | 0 | 0 | 500 | 0 | 0
5 | 13 | 24 | 13.3 | 6.7 | 64 | 0 | 0 | 0 | 357.3573 | -20.5677 | 0 | 0 | 0 | 0 | 33.8644 | 0 | 0 | 400 | 0 | 0
5 | 14 | 1 | 13 | 6.3 | 64 | 0 | 0 | 0 | 12.4734 | -19.7426 | 0 | 0 | 0 | 0 | 30.671 | 0 | 0 | 350 | 0 | 0
5 | 14 | 2 | 12.1 | 6.2 | 67 | 0 | 0 | 0 | 27.041 | -16.5178 | 0 | 0 | 0 | 0 | 30.8059 | 0 | 0 | 350 | 0 | 0
5 | 14 | 3 | 13.1 | 5.7 | 61 | 0 | 0 | 0 | 40.6278 | -11.2124 | 0 | 0 | 0 | 0 | 30.9317 | 0 | 0 | 350 | 0 | 0
5 | 14 | 4 | 12.7 | 5.6 | 62 | 0 | 0 | 0 | 53.1483 | -4.229 | 0 | 0 | 0 | 0 | 31.0477 | 0 | 0 | 350 | 0 | 0
5 | 14 | 5 | 12.6 | 5.8 | 63 | 4 | 0 | 4 | 64.8021 | 4.0247 | 0 | 29.9753 | 0 | 3.6581 | 31.1556 | 3.6581 | 17.3832 | 350 | 17.3832 | 0
5 | 14 | 6 | 13.1 | 6.4 | 64 | 59 | 47 | 52 | 75.9697 | 12.8379 | 89.0303 | 21.1621 | 9.0914 | 47.555 | 31.259 | 47.555 | 225.9813 | 350 | 225.9813 | 0
5 | 14 | 7 | 14.9 | 7.7 | 62 | 203 | 251 | 126 | 87.1637 | 22.1916 | 77.8363 | 11.8084 | 105.9793 | 115.2294 | 31.3626 | 115.2294 | 547.57 | 350 | 350 | 197.57
5 | 14 | 8 | 17.1 | 6.9 | 51 | 381 | 505 | 147 | 99.0567 | 31.6502 | 65.9433 | 2.3498 | 317.68 | 134.4343 | 31.4727 | 452.1142 | 2148.4467 | 350 | 350 | 1798.4467
5 | 14 | 9 | 18.5 | 5.7 | 43 | 555 | 662 | 154 | 112.5827 | 40.7726 | 52.4173 | 6.7726 | 529.3971 | 140.8359 | 31.598 | 670.2329 | 3184.947 | 350 | 350 | 2834.947
5 | 14 | 10 | 19.6 | 6.5 | 42 | 700 | 761 | 150 | 129.0542 | 48.9281 | 35.9458 | 14.9281 | 701.9698 | 137.1778 | 31.7505 | 839.1477 | 3987.6297 | 600 | 600 | 3387.6297
5 | 14 | 11 | 20.9 | 7.1 | 41 | 806 | 826 | 139 | 149.946 | 55.1183 | 15.054 | 21.1183 | 816.837 | 127.1181 | 31.9439 | 943.9551 | 4485.6745 | 600 | 600 | 3885.6745
5 | 14 | 12 | 21.3 | 8 | 42 | 783 | 544 | 319 | 175.334 | 57.9814 | 10.334 | 23.9814 | 541.0585 | 291.7315 | 32.179 | 832.79 | 3957.4179 | 600 | 600 | 3357.4179
5 | 14 | 13 | 23.6 | 8.5 | 38 | 787 | 557 | 311 | 201.6338 | 56.5789 | 36.6338 | 22.5789 | 523.0838 | 284.4153 | 32.4225 | 807.4992 | 3837.2361 | 600 | 600 | 3237.2361
5 | 14 | 14 | 23.6 | 7.2 | 35 | 744 | 560 | 286 | 224.2602 | 51.4035 | 59.2602 | 17.4035 | 462.6993 | 261.5524 | 32.632 | 724.2517 | 3441.644 | 600 | 600 | 2841.644
5 | 14 | 15 | 24 | 10.1 | 41 | 651 | 578 | 224 | 242.1404 | 43.8088 | 77.1404 | 9.8088 | 383.6293 | 204.8522 | 32.7976 | 588.4815 | 2796.4641 | 600 | 600 | 2196.4641
5 | 14 | 16 | 23.6 | 10.5 | 44 | 460 | 287 | 280 | 256.5371 | 34.9491 | 0 | 0.94905 | 132.7713 | 256.0653 | 32.9309 | 388.8365 | 1847.7511 | 900 | 900 | 947.7511
5 | 14 | 17 | 21.7 | 10.2 | 48 | 247 | 83 | 207 | 268.886 | 25.5648 | 0 | 8.4352 | 19.6455 | 189.3054 | 33.0452 | 189.3054 | 899.5792 | 900 | 899.5792 | 0
5 | 14 | 18 | 20.4 | 6.9 | 42 | 140 | 20 | 133 | 280.2448 | 16.1454 | 0 | 17.8546 | 0.029059 | 121.631 | 33.1504 | 121.631 | 577.9905 | 900 | 577.9905 | 0
5 | 14 | 19 | 18.9 | 5.8 | 42 | 47 | 0 | 47 | 291.3624 | 7.0983 | 0 | 26.9017 | 0 | 42.9824 | 33.2534 | 42.9824 | 204.2523 | 900 | 204.2523 | 0
5 | 14 | 20 | 17.5 | 5.9 | 46 | 7 | 0 | 7 | 302.799 | -1.2325 | 0 | 0 | 0 | 6.4016 | 33.3592 | 6.4016 | 30.4206 | 800 | 30.4206 | 0
5 | 14 | 21 | 16.3 | 6.6 | 53 | 0 | 0 | 0 | 314.9804 | -8.7977 | 0 | 0 | 0 | 0 | 33.472 | 0 | 0 | 700 | 0 | 0
5 | 14 | 22 | 14.8 | 6.6 | 58 | 0 | 0 | 0 | 328.1759 | -14.7029 | 0 | 0 | 0 | 0 | 33.5942 | 0 | 0 | 600 | 0 | 0
5 | 14 | 23 | 15.3 | 6.1 | 54 | 0 | 0 | 0 | 342.4081 | -18.6687 | 0 | 0 | 0 | 0 | 33.726 | 0 | 0 | 500 | 0 | 0
5 | 14 | 24 | 14.4 | 8.5 | 68 | 0 | 0 | 0 | 357.3636 | -20.3293 | 0 | 0 | 0 | 0 | 33.8645 | 0 | 0 | 400 | 0 | 0
5 | 15 | 1 | 13.8 | 9.6 | 76 | 0 | 0 | 0 | 12.4353 | -19.507 | 0 | 0 | 0 | 0 | 30.6707 | 0 | 0 | 350 | 0 | 0
5 | 15 | 2 | 15.3 | 8 | 62 | 0 | 0 | 0 | 26.9641 | -16.2915 | 0 | 0 | 0 | 0 | 30.8052 | 0 | 0 | 350 | 0 | 0
5 | 15 | 3 | 14.7 | 8.1 | 65 | 0 | 0 | 0 | 40.5208 | -10.9986 | 0 | 0 | 0 | 0 | 30.9307 | 0 | 0 | 350 | 0 | 0
5 | 15 | 4 | 15.5 | 7.1 | 57 | 0 | 0 | 0 | 53.0195 | -4.0257 | 0 | 0 | 0 | 0 | 31.0465 | 0 | 0 | 350 | 0 | 0
5 | 15 | 5 | 16.2 | 7.6 | 57 | 3 | 0 | 3 | 64.6568 | 4.2058 | 0 | 29.7942 | 0 | 2.7436 | 31.1542 | 2.7436 | 13.0374 | 350 | 13.0374 | 0
5 | 15 | 6 | 13.2 | 10.1 | 81 | 48 | 0 | 48 | 75.8105 | 13.016 | 89.1895 | 20.984 | 0 | 43.8969 | 31.2575 | 43.8969 | 208.5981 | 350 | 208.5981 | 0
5 | 15 | 7 | 14.5 | 11.1 | 80 | 124 | 10 | 121 | 86.9912 | 22.366 | 78.0088 | 11.634 | 4.2291 | 110.6568 | 31.361 | 110.6568 | 525.841 | 350 | 350 | 175.841
5 | 15 | 8 | 16.3 | 12 | 76 | 303 | 216 | 203 | 98.8711 | 31.8261 | 66.1289 | 2.1739 | 135.9632 | 185.6473 | 31.471 | 321.6105 | 1528.2929 | 350 | 350 | 1178.2929
5 | 15 | 9 | 15.6 | 11.1 | 75 | 335 | 97 | 276 | 112.3873 | 40.9567 | 52.6127 | 6.9567 | 77.5853 | 252.4072 | 31.5962 | 329.9925 | 1568.1244 | 350 | 350 | 1218.1244
5 | 15 | 10 | 15.7 | 10.6 | 72 | 424 | 121 | 336 | 128.8639 | 49.1284 | 36.1361 | 15.1284 | 111.6129 | 307.2783 | 31.7487 | 418.8912 | 1990.5712 | 600 | 600 | 1390.5712
5 | 15 | 11 | 14.2 | 11 | 81 | 487 | 125 | 386 | 149.8031 | 55.3394 | 15.1969 | 21.3394 | 123.6016 | 353.0043 | 31.9426 | 476.6058 | 2264.8309 | 600 | 600 | 1664.8309
5 | 15 | 12 | 18.3 | 8.8 | 54 | 834 | 623 | 302 | 175.3048 | 58.2164 | 10.3048 | 24.2164 | 619.5742 | 276.1847 | 32.1787 | 895.7588 | 4256.6459 | 600 | 600 | 3656.6459
5 | 15 | 13 | 14.6 | 11.8 | 83 | 524 | 176 | 373 | 201.735 | 56.8076 | 36.735 | 22.8076 | 165.2827 | 341.1155 | 32.4235 | 506.3982 | 2406.4043 | 600 | 600 | 1806.4043
5 | 15 | 14 | 15.5 | 11 | 75 | 495 | 125 | 393 | 224.4329 | 51.6125 | 59.4329 | 17.6125 | 103.3018 | 359.4059 | 32.6336 | 462.7077 | 2198.7871 | 600 | 600 | 1598.7871
5 | 15 | 15 | 15.7 | 11.3 | 75 | 573 | 316 | 338 | 242.3302 | 43.9997 | 77.3302 | 9.9997 | 209.8624 | 309.1073 | 32.7994 | 518.9697 | 2466.1442 | 600 | 600 | 1866.1442
5 | 15 | 16 | 17.4 | 9 | 58 | 575 | 622 | 183 | 256.7209 | 35.129 | 0 | 1.129 | 288.1785 | 167.3569 | 32.9326 | 455.5354 | 2164.7042 | 900 | 900 | 1264.7042
5 | 15 | 17 | 17.3 | 10.4 | 64 | 411 | 572 | 130 | 269.0575 | 25.7408 | 0 | 8.2592 | 135.9672 | 118.8874 | 33.0468 | 118.8874 | 564.9531 | 900 | 564.9531 | 0
5 | 15 | 18 | 17 | 8.7 | 58 | 233 | 351 | 115 | 280.4029 | 16.3231 | 0 | 17.6769 | 0.97946 | 105.1697 | 33.1519 | 105.1697 | 499.7662 | 900 | 499.7662 | 0
5 | 15 | 19 | 16.1 | 9.8 | 66 | 73 | 59 | 62 | 291.5067 | 7.2806 | 0 | 26.7194 | 0 | 56.7002 | 33.2547 | 56.7002 | 269.4392 | 900 | 269.4392 | 0
5 | 15 | 20 | 13.2 | 11.1 | 87 | 8 | 0 | 8 | 302.9277 | -1.0023 | 0 | 0 | 0 | 7.3162 | 33.3604 | 7.3162 | 34.7663 | 800 | 34.7663 | 0
5 | 15 | 21 | 12.4 | 9.2 | 81 | 0 | 0 | 0 | 315.0892 | -8.5894 | 0 | 0 | 0 | 0 | 33.473 | 0 | 0 | 700 | 0 | 0
5 | 15 | 22 | 11 | 10.2 | 95 | 0 | 0 | 0 | 328.2575 | -14.483 | 0 | 0 | 0 | 0 | 33.595 | 0 | 0 | 600 | 0 | 0
5 | 15 | 23 | 10.7 | 9.7 | 94 | 0 | 0 | 0 | 342.4541 | -18.4394 | 0 | 0 | 0 | 0 | 33.7264 | 0 | 0 | 500 | 0 | 0
5 | 15 | 24 | 10.5 | 9 | 90 | 0 | 0 | 0 | 357.3673 | -20.0962 | 0 | 0 | 0 | 0 | 33.8645 | 0 | 0 | 400 | 0 | 0
5 | 16 | 1 | 10.6 | 8.9 | 89 | 0 | 0 | 0 | 12.3958 | -19.2771 | 0 | 0 | 0 | 0 | 30.6703 | 0 | 0 | 350 | 0 | 0
5 | 16 | 2 | 10.4 | 10.2 | 99 | 0 | 0 | 0 | 26.8869 | -16.0709 | 0 | 0 | 0 | 0 | 30.8045 | 0 | 0 | 350 | 0 | 0
5 | 16 | 3 | 10.7 | 10.7 | 100 | 0 | 0 | 0 | 40.4144 | -10.7906 | 0 | 0 | 0 | 0 | 30.9298 | 0 | 0 | 350 | 0 | 0
5 | 16 | 4 | 9.9 | 9.9 | 100 | 0 | 0 | 0 | 52.8918 | -3.8278 | 0 | 0 | 0 | 0 | 31.0453 | 0 | 0 | 350 | 0 | 0
5 | 16 | 5 | 9.2 | 9.2 | 100 | 4 | 0 | 4 | 64.5129 | 4.3819 | 0 | 29.6181 | 0 | 3.6581 | 31.1529 | 3.6581 | 17.3832 | 350 | 17.3832 | 0
5 | 16 | 6 | 9.4 | 9.4 | 100 | 38 | 0 | 38 | 75.6529 | 13.1885 | 89.3471 | 20.8115 | 0 | 34.7517 | 31.256 | 34.7517 | 165.1401 | 350 | 165.1401 | 0
5 | 16 | 7 | 10.6 | 10.6 | 100 | 126 | 19 | 120 | 86.8203 | 22.5347 | 78.1797 | 11.4653 | 8.047 | 109.7423 | 31.3594 | 109.7423 | 521.4952 | 350 | 350 | 171.4952
5 | 16 | 8 | 11 | 10.8 | 99 | 232 | 67 | 201 | 98.6871 | 31.9962 | 66.3129 | 2.0038 | 42.1966 | 183.8183 | 31.4693 | 226.0148 | 1074.0225 | 350 | 350 | 724.0225
5 | 16 | 9 | 13.7 | 11.8 | 88 | 554 | 500 | 248 | 112.1929 | 41.135 | 52.8071 | 7.135 | 399.9819 | 226.8007 | 31.5944 | 626.7825 | 2978.4705 | 350 | 350 | 2628.4705
5 | 16 | 10 | 13 | 10.9 | 87 | 694 | 724 | 167 | 128.6734 | 49.3226 | 36.3266 | 15.3226 | 667.8038 | 152.7246 | 31.747 | 820.5284 | 3899.1511 | 600 | 600 | 3299.1511
5 | 16 | 11 | 14.2 | 11.6 | 84 | 806 | 816 | 144 | 149.6582 | 55.5547 | 15.3418 | 21.5547 | 806.7781 | 131.6907 | 31.9413 | 938.4688 | 4459.6036 | 600 | 600 | 3859.6036
5 | 16 | 12 | 13 | 10.9 | 87 | 833 | 707 | 227 | 175.2716 | 58.4459 | 10.2716 | 24.4459 | 703.0402 | 207.5958 | 32.1784 | 910.636 | 4327.3422 | 600 | 600 | 3727.3422
5 | 16 | 13 | 13.6 | 11.2 | 85 | 867 | 831 | 153 | 201.831 | 57.0315 | 36.831 | 23.0315 | 780.3934 | 139.9214 | 32.4244 | 920.3148 | 4373.336 | 600 | 600 | 3773.336
5 | 16 | 14 | 14.3 | 11.5 | 83 | 818 | 839 | 129 | 224.6 | 51.8176 | 59.6 | 17.8176 | 693.5053 | 117.9729 | 32.6352 | 811.4782 | 3856.1446 | 600 | 600 | 3256.1446
5 | 16 | 15 | 15.5 | 10.6 | 73 | 722 | 781 | 141 | 242.5143 | 44.1873 | 77.5143 | 10.1873 | 519.001 | 128.9471 | 32.8011 | 647.9482 | 3079.0498 | 600 | 600 | 2479.0498
5 | 16 | 16 | 13.9 | 10.9 | 82 | 581 | 695 | 142 | 256.8992 | 35.306 | 0 | 1.306 | 322.4887 | 129.8617 | 32.9343 | 452.3503 | 2149.5688 | 900 | 900 | 1249.5688
5 | 16 | 17 | 13.6 | 10 | 79 | 413 | 550 | 141 | 269.2237 | 25.9142 | 0 | 8.0858 | 131.2997 | 128.9471 | 33.0484 | 128.9471 | 612.7569 | 900 | 612.7569 | 0
5 | 16 | 18 | 13.1 | 9.4 | 78 | 235 | 353 | 116 | 280.5559 | 16.4982 | 0 | 17.5018 | 1.4597 | 106.0842 | 33.1533 | 106.0842 | 504.112 | 900 | 504.112 | 0
5 | 16 | 19 | 12.8 | 8.4 | 75 | 81 | 78 | 67 | 291.6461 | 7.4602 | 0 | 26.5398 | 0 | 61.2728 | 33.256 | 61.2728 | 291.1681 | 900 | 291.1681 | 0
5 | 16 | 20 | 11.8 | 9.2 | 84 | 5 | 0 | 5 | 303.0516 | -0.76342 | 0 | 0 | 0 | 4.5726 | 33.3616 | 4.5726 | 21.729 | 800 | 21.729 | 0
5 | 16 | 21 | 11.4 | 10 | 91 | 0 | 0 | 0 | 315.1933 | -8.3847 | 0 | 0 | 0 | 0 | 33.474 | 0 | 0 | 700 | 0 | 0
5 | 16 | 22 | 11 | 10.4 | 96 | 0 | 0 | 0 | 328.3349 | -14.2673 | 0 | 0 | 0 | 0 | 33.5957 | 0 | 0 | 600 | 0 | 0
5 | 16 | 23 | 11.4 | 10.6 | 95 | 0 | 0 | 0 | 342.4966 | -18.215 | 0 | 0 | 0 | 0 | 33.7268 | 0 | 0 | 500 | 0 | 0
5 | 16 | 24 | 11 | 10.6 | 97 | 0 | 0 | 0 | 357.3684 | -19.8684 | 0 | 0 | 0 | 0 | 33.8645 | 0 | 0 | 400 | 0 | 0
5 | 17 | 1 | 11 | 10.2 | 95 | 0 | 0 | 0 | 12.355 | -19.0528 | 0 | 0 | 0 | 0 | 30.67 | 0 | 0 | 350 | 0 | 0
5 | 17 | 2 | 11.6 | 9.8 | 89 | 0 | 0 | 0 | 26.8094 | -15.856 | 0 | 0 | 0 | 0 | 30.8038 | 0 | 0 | 350 | 0 | 0
5 | 17 | 3 | 11 | 10.6 | 97 | 0 | 0 | 0 | 40.3085 | -10.5884 | 0 | 0 | 0 | 0 | 30.9288 | 0 | 0 | 350 | 0 | 0
5 | 17 | 4 | 11 | 10.8 | 99 | 0 | 0 | 0 | 52.7651 | -3.6353 | 0 | 0 | 0 | 0 | 31.0441 | 0 | 0 | 350 | 0 | 0
5 | 17 | 5 | 11.2 | 11 | 99 | 2 | 0 | 2 | 64.3705 | 4.5528 | 0 | 29.4472 | 0 | 1.829 | 31.1516 | 1.829 | 8.6916 | 350 | 8.6916 | 0
5 | 17 | 6 | 11.2 | 10.8 | 97 | 19 | 0 | 19 | 75.497 | 13.3554 | 89.503 | 20.6446 | 0 | 17.3759 | 31.2546 | 17.3759 | 82.5701 | 350 | 82.5701 | 0
5 | 17 | 7 | 11.4 | 10 | 91 | 127 | 26 | 119 | 86.6513 | 22.6979 | 78.3487 | 11.3021 | 11.0263 | 108.8277 | 31.3579 | 108.8277 | 517.1494 | 350 | 350 | 167.1494
5 | 17 | 8 | 13.1 | 8.1 | 72 | 374 | 388 | 191 | 98.5046 | 32.1606 | 66.4954 | 1.8394 | 244.4753 | 174.6731 | 31.4676 | 419.1484 | 1991.793 | 350 | 350 | 1641.793
5 | 17 | 9 | 14.3 | 8.4 | 68 | 446 | 284 | 272 | 111.9997 | 41.3074 | 53.0003 | 7.3074 | 227.2112 | 248.7491 | 31.5926 | 475.9603 | 2261.7635 | 350 | 350 | 1911.7635
5 | 17 | 10 | 15 | 8.7 | 66 | 640 | 509 | 269 | 128.483 | 49.5107 | 36.517 | 15.5107 | 469.4568 | 246.0056 | 31.7452 | 715.4623 | 3399.877 | 600 | 600 | 2799.877
5 | 17 | 11 | 14.4 | 7.8 | 65 | 647 | 370 | 347 | 149.5112 | 55.7639 | 15.4888 | 21.7639 | 365.7694 | 317.338 | 31.9399 | 683.1074 | 3246.1265 | 600 | 600 | 2646.1265
5 | 17 | 12 | 14.7 | 9.7 | 72 | 691 | 347 | 393 | 175.2343 | 58.6699 | 10.2343 | 24.6699 | 345.018 | 359.4059 | 32.1781 | 704.4239 | 3347.4225 | 600 | 600 | 2747.4225
5 | 17 | 13 | 14.8 | 8.7 | 67 | 529 | 134 | 413 | 201.9218 | 57.2506 | 36.9218 | 23.2506 | 125.8389 | 377.6963 | 32.4252 | 503.5352 | 2392.7991 | 600 | 600 | 1792.7991
5 | 17 | 14 | 14.2 | 9.4 | 73 | 499 | 86 | 428 | 224.7613 | 52.0187 | 59.7613 | 18.0187 | 71.1016 | 391.414 | 32.6367 | 462.5156 | 2197.8741 | 600 | 600 | 1597.8741
5 | 17 | 15 | 14.7 | 9.7 | 72 | 439 | 123 | 347 | 242.6926 | 44.3715 | 77.6926 | 10.3715 | 81.7896 | 317.338 | 32.8027 | 399.1276 | 1896.6545 | 600 | 600 | 1296.6545
5 | 17 | 16 | 15 | 9.2 | 68 | 355 | 113 | 283 | 257.0719 | 35.48 | 0 | 1.48 | 52.5141 | 258.8088 | 32.9359 | 311.3229 | 1479.4066 | 900 | 900 | 579.4066
5 | 17 | 17 | 14.1 | 9 | 71 | 252 | 60 | 222 | 269.3844 | 26.0847 | 0 | 7.9153 | 14.3855 | 203.0232 | 33.0499 | 203.0232 | 964.7661 | 900 | 900 | 64.7661
5 | 17 | 18 | 13.8 | 9.8 | 77 | 189 | 125 | 147 | 280.7037 | 16.6705 | 0 | 17.3295 | 0.68572 | 134.4343 | 33.1547 | 134.4343 | 638.8316 | 900 | 638.8316 | 0
5 | 17 | 19 | 12.5 | 5.9 | 64 | 67 | 15 | 65 | 291.7804 | 7.637 | 0 | 26.363 | 0 | 59.4437 | 33.2572 | 59.4437 | 282.4766 | 900 | 282.4766 | 0
5 | 17 | 20 | 11.7 | 6.2 | 69 | 8 | 0 | 8 | 303.1705 | -0.50877 | 0 | 0 | 0 | 7.3162 | 33.3627 | 7.3162 | 34.7663 | 800 | 34.7663 | 0
5 | 17 | 21 | 10.9 | 7.8 | 81 | 0 | 0 | 0 | 315.2927 | -8.1838 | 0 | 0 | 0 | 0 | 33.4749 | 0 | 0 | 700 | 0 | 0
5 | 17 | 22 | 11.7 | 5.7 | 67 | 0 | 0 | 0 | 328.4081 | -14.0559 | 0 | 0 | 0 | 0 | 33.5964 | 0 | 0 | 600 | 0 | 0
5 | 17 | 23 | 11.4 | 4.6 | 63 | 0 | 0 | 0 | 342.5355 | -17.9955 | 0 | 0 | 0 | 0 | 33.7272 | 0 | 0 | 500 | 0 | 0
5 | 17 | 24 | 10.1 | 5.7 | 74 | 0 | 0 | 0 | 357.3671 | -19.646 | 0 | 0 | 0 | 0 | 33.8645 | 0 | 0 | 400 | 0 | 0
5 | 18 | 1 | 9.6 | 5.6 | 76 | 0 | 0 | 0 | 12.3128 | -18.8343 | 0 | 0 | 0 | 0 | 30.6696 | 0 | 0 | 350 | 0 | 0
5 | 18 | 2 | 9.9 | 6.7 | 80 | 0 | 0 | 0 | 26.7316 | -15.647 | 0 | 0 | 0 | 0 | 30.8031 | 0 | 0 | 350 | 0 | 0
5 | 18 | 3 | 10.1 | 6.9 | 80 | 0 | 0 | 0 | 40.2032 | -10.392 | 0 | 0 | 0 | 0 | 30.9278 | 0 | 0 | 350 | 0 | 0
5 | 18 | 4 | 10.4 | 8.4 | 87 | 0 | 0 | 0 | 52.6396 | -3.4483 | 0 | 0 | 0 | 0 | 31.043 | 0 | 0 | 350 | 0 | 0
5 | 18 | 5 | 10.3 | 6.5 | 77 | 3 | 0 | 3 | 64.2296 | 4.7184 | 0 | 29.2816 | 0 | 2.7436 | 31.1503 | 2.7436 | 13.0374 | 350 | 13.0374 | 0
5 | 18 | 6 | 11 | 7.3 | 78 | 40 | 0 | 40 | 75.3429 | 13.5167 | 89.6571 | 20.4833 | 0 | 36.5808 | 31.2532 | 36.5808 | 173.8317 | 350 | 173.8317 | 0
5 | 18 | 7 | 12.2 | 7.1 | 71 | 129 | 20 | 123 | 86.484 | 22.8553 | 78.516 | 11.1447 | 8.4919 | 112.4858 | 31.3563 | 112.4858 | 534.5326 | 350 | 350 | 184.5326
5 | 18 | 8 | 13.8 | 7.1 | 64 | 237 | 69 | 204 | 98.3239 | 32.3192 | 66.6761 | 1.6808 | 43.4931 | 186.5618 | 31.466 | 230.0549 | 1093.221 | 350 | 350 | 743.221
5 | 18 | 9 | 14.9 | 8.2 | 64 | 341 | 111 | 272 | 111.8078 | 41.4738 | 53.1922 | 7.4738 | 88.8086 | 248.7491 | 31.5908 | 337.5577 | 1604.0741 | 350 | 350 | 1254.0741
5 | 18 | 10 | 15.2 | 7.3 | 59 | 565 | 303 | 343 | 128.2928 | 49.6927 | 36.7072 | 15.6927 | 279.4312 | 313.6799 | 31.7435 | 593.1112 | 2818.4642 | 600 | 600 | 2218.4642
5 | 18 | 11 | 16.6 | 8 | 57 | 813 | 691 | 249 | 149.3625 | 55.967 | 15.6375 | 21.967 | 682.9954 | 227.7152 | 31.9385 | 910.7106 | 4327.6965 | 600 | 600 | 3727.6965
5 | 18 | 12 | 17.2 | 8.6 | 57 | 861 | 808 | 167 | 175.193 | 58.8882 | 10.193 | 24.8882 | 803.289 | 152.7246 | 32.1777 | 956.0136 | 4542.9766 | 600 | 600 | 3942.9766
5 | 18 | 13 | 17.1 | 7.9 | 55 | 845 | 719 | 224 | 202.0073 | 57.4648 | 37.0073 | 23.4648 | 675.2066 | 204.8522 | 32.426 | 880.0588 | 4182.0392 | 600 | 600 | 3582.0392
5 | 18 | 14 | 17.8 | 7.9 | 52 | 798 | 732 | 194 | 224.9167 | 52.2157 | 59.9167 | 18.2157 | 605.3238 | 177.4166 | 32.6381 | 782.7405 | 3719.5828 | 600 | 600 | 3119.5828
5 | 18 | 15 | 15.8 | 8.4 | 61 | 441 | 132 | 342 | 242.8649 | 44.5523 | 77.8649 | 10.5523 | 87.8313 | 312.7654 | 32.8043 | 400.5967 | 1903.6355 | 600 | 600 | 1303.6355
5 | 18 | 16 | 15.9 | 8.5 | 61 | 356 | 114 | 284 | 257.2388 | 35.6511 | 0 | 1.6511 | 53.0615 | 259.7233 | 32.9374 | 312.7849 | 1486.3537 | 900 | 900 | 586.3537
5 | 18 | 17 | 14.7 | 12 | 84 | 252 | 47 | 229 | 269.5398 | 26.2525 | 0 | 7.7475 | 11.3176 | 209.4248 | 33.0513 | 209.4248 | 995.1867 | 900 | 900 | 95.1867
5 | 18 | 18 | 15.6 | 11.7 | 78 | 145 | 21 | 138 | 280.8463 | 16.84 | 0 | 17.16 | 0.14368 | 126.2036 | 33.156 | 126.2036 | 599.7195 | 900 | 599.7195 | 0
5 | 18 | 19 | 15.2 | 11.5 | 79 | 68 | 11 | 66 | 291.9097 | 7.8109 | 0 | 26.1891 | 0 | 60.3582 | 33.2584 | 60.3582 | 286.8224 | 900 | 286.8224 | 0
5 | 18 | 20 | 13.6 | 10.8 | 83 | 9 | 0 | 9 | 303.2846 | -0.22395 | 0 | 0 | 0 | 8.2307 | 33.3637 | 8.2307 | 39.1121 | 800 | 39.1121 | 0
5 | 18 | 21 | 12.5 | 11.2 | 92 | 0 | 0 | 0 | 315.3875 | -7.9867 | 0 | 0 | 0 | 0 | 33.4758 | 0 | 0 | 700 | 0 | 0
5 | 18 | 22 | 12.1 | 10.2 | 88 | 0 | 0 | 0 | 328.477 | -13.8489 | 0 | 0 | 0 | 0 | 33.597 | 0 | 0 | 600 | 0 | 0
5 | 18 | 23 | 12.1 | 11 | 93 | 0 | 0 | 0 | 342.571 | -17.7809 | 0 | 0 | 0 | 0 | 33.7275 | 0 | 0 | 500 | 0 | 0
5 | 18 | 24 | 11.5 | 11.1 | 97 | 0 | 0 | 0 | 357.3634 | -19.4291 | 0 | 0 | 0 | 0 | 33.8645 | 0 | 0 | 400 | 0 | 0
5 | 19 | 1 | 11.2 | 10.6 | 96 | 0 | 0 | 0 | 12.2693 | -18.6215 | 0 | 0 | 0 | 0 | 30.6692 | 0 | 0 | 350 | 0 | 0
5 | 19 | 2 | 11.4 | 10.8 | 96 | 0 | 0 | 0 | 26.6535 | -15.4439 | 0 | 0 | 0 | 0 | 30.8023 | 0 | 0 | 350 | 0 | 0
5 | 19 | 3 | 11 | 10.5 | 97 | 0 | 0 | 0 | 40.0985 | -10.2014 | 0 | 0 | 0 | 0 | 30.9268 | 0 | 0 | 350 | 0 | 0
5 | 19 | 4 | 10.3 | 10.1 | 99 | 0 | 0 | 0 | 52.5153 | -3.2668 | 0 | 0 | 0 | 0 | 31.0418 | 0 | 0 | 350 | 0 | 0
5 | 19 | 5 | 10 | 9.8 | 99 | 6 | 0 | 6 | 64.0904 | 4.8788 | 0 | 29.1212 | 0 | 5.4871 | 31.149 | 5.4871 | 26.0748 | 350 | 26.0748 | 0
5 | 19 | 6 | 11.1 | 10.4 | 95 | 41 | 0 | 41 | 75.1906 | 13.6724 | 89.8094 | 20.3276 | 0 | 37.4953 | 31.2518 | 37.4953 | 178.1775 | 350 | 178.1775 | 0
5 | 19 | 7 | 11.5 | 10.5 | 94 | 64 | 0 | 64 | 86.3188 | 23.007 | 78.6812 | 10.993 | 0 | 58.5292 | 31.3548 | 58.5292 | 278.1308 | 350 | 278.1308 | 0
5 | 19 | 8 | 11.9 | 10.5 | 91 | 117 | 0 | 117 | 98.1451 | 32.4719 | 66.8549 | 1.5281 | 0 | 106.9987 | 31.4643 | 106.9987 | 508.4578 | 350 | 350 | 158.4578
5 | 19 | 9 | 12.4 | 10.9 | 91 | 169 | 0 | 169 | 111.6173 | 41.6342 | 53.3827 | 7.6342 | 0 | 154.5537 | 31.589 | 154.5537 | 734.4391 | 350 | 350 | 384.4391
5 | 19 | 10 | 12.9 | 10.6 | 86 | 212 | 1 | 212 | 128.1029 | 49.8686 | 36.8971 | 15.8686 | 0.92209 | 193.878 | 31.7417 | 194.8001 | 925.69 | 600 | 600 | 325.69
5 | 19 | 11 | 13.3 | 10.9 | 85 | 244 | 1 | 243 | 149.212 | 56.164 | 15.788 | 22.164 | 0.98825 | 222.2281 | 31.9371 | 223.2163 | 1060.7239 | 600 | 600 | 460.7239
5 | 19 | 12 | 13.9 | 11 | 83 | 261 | 5 | 257 | 175.1476 | 59.1009 | 10.1476 | 25.1009 | 4.9702 | 235.0313 | 32.1773 | 240.0015 | 1140.4874 | 600 | 600 | 540.4874
5 | 19 | 13 | 13.9 | 11.7 | 87 | 262 | 5 | 258 | 202.0872 | 57.6742 | 37.0872 | 23.6742 | 4.6954 | 235.9458 | 32.4267 | 240.6413 | 1143.5274 | 600 | 600 | 543.5274
5 | 19 | 14 | 14.5 | 12.1 | 86 | 247 | 4 | 244 | 225.066 | 52.4087 | 60.066 | 18.4087 | 3.3085 | 223.1426 | 32.6395 | 226.4511 | 1076.0957 | 600 | 600 | 476.0957
5 | 19 | 15 | 15.3 | 12.6 | 84 | 218 | 3 | 215 | 243.0312 | 44.7296 | 78.0312 | 10.7296 | 1.9975 | 196.6215 | 32.8058 | 198.619 | 943.8376 | 600 | 600 | 343.8376
5 | 19 | 16 | 16.3 | 12.5 | 78 | 176 | 1 | 175 | 257.4 | 35.8191 | 0 | 1.8191 | 0.46619 | 160.0408 | 32.9389 | 160.507 | 762.7291 | 900 | 762.7291 | 0
5 | 19 | 17 | 15.2 | 11.7 | 80 | 126 | 0 | 126 | 269.6896 | 26.4174 | 0 | 7.5826 | 0 | 115.2294 | 33.0527 | 115.2294 | 547.57 | 900 | 547.57 | 0
5 | 19 | 18 | 14.2 | 12.1 | 87 | 73 | 0 | 73 | 280.9836 | 17.0066 | 0 | 16.9934 | 0 | 66.7599 | 33.1573 | 66.7599 | 317.2429 | 900 | 317.2429 | 0
5 | 19 | 19 | 13.6 | 11.8 | 89 | 26 | 0 | 26 | 292.0339 | 7.9818 | 0 | 26.0182 | 0 | 23.7775 | 33.2596 | 23.7775 | 112.9906 | 900 | 112.9906 | 0
5 | 19 | 20 | 13 | 11.7 | 92 | 6 | 0 | 6 | 303.3938 | 0.048492 | 0 | 33.9515 | 0 | 5.4871 | 33.3648 | 5.4871 | 26.0748 | 800 | 26.0748 | 0
5 | 19 | 21 | 12.3 | 11.7 | 96 | 0 | 0 | 0 | 315.4776 | -7.7935 | 0 | 0 | 0 | 0 | 33.4766 | 0 | 0 | 700 | 0 | 0
5 | 19 | 22 | 12 | 11.6 | 97 | 0 | 0 | 0 | 328.5418 | -13.6464 | 0 | 0 | 0 | 0 | 33.5976 | 0 | 0 | 600 | 0 | 0
5 | 19 | 23 | 11.5 | 11.1 | 97 | 0 | 0 | 0 | 342.603 | -17.5714 | 0 | 0 | 0 | 0 | 33.7278 | 0 | 0 | 500 | 0 | 0
5 | 19 | 24 | 11.3 | 9.3 | 87 | 0 | 0 | 0 | 357.3572 | -19.2178 | 0 | 0 | 0 | 0 | 33.8644 | 0 | 0 | 400 | 0 | 0
5 | 20 | 1 | 11.7 | 9.4 | 86 | 0 | 0 | 0 | 12.2246 | -18.4146 | 0 | 0 | 0 | 0 | 30.6687 | 0 | 0 | 350 | 0 | 0
5 | 20 | 2 | 11.8 | 10.3 | 91 | 0 | 0 | 0 | 26.5753 | -15.2468 | 0 | 0 | 0 | 0 | 30.8016 | 0 | 0 | 350 | 0 | 0
5 | 20 | 3 | 11.6 | 11 | 96 | 0 | 0 | 0 | 39.9945 | -10.0169 | 0 | 0 | 0 | 0 | 30.9259 | 0 | 0 | 350 | 0 | 0
5 | 20 | 4 | 11.7 | 11.5 | 99 | 0 | 0 | 0 | 52.3923 | -3.0908 | 0 | 0 | 0 | 0 | 31.0407 | 0 | 0 | 350 | 0 | 0
5 | 20 | 5 | 11.8 | 11.8 | 100 | 4 | 0 | 4 | 63.9528 | 5.0337 | 0 | 28.9663 | 0 | 3.6581 | 31.1477 | 3.6581 | 17.3832 | 350 | 17.3832 | 0
5 | 20 | 6 | 12 | 11.8 | 99 | 21 | 0 | 21 | 75.0402 | 13.8223 | 89.9598 | 20.1777 | 0 | 19.2049 | 31.2504 | 19.2049 | 91.2617 | 350 | 91.2617 | 0
5 | 20 | 7 | 11.9 | 10.5 | 91 | 65 | 0 | 65 | 86.1555 | 23.153 | 78.8445 | 10.847 | 0 | 59.4437 | 31.3533 | 59.4437 | 282.4766 | 350 | 282.4766 | 0
5 | 20 | 8 | 12.3 | 9.7 | 84 | 118 | 0 | 118 | 97.9683 | 32.6188 | 67.0317 | 1.3812 | 0 | 107.9132 | 31.4627 | 107.9132 | 512.8036 | 350 | 350 | 162.8036
5 | 20 | 9 | 13.3 | 10.4 | 83 | 169 | 0 | 169 | 111.4284 | 41.7885 | 53.5716 | 7.7885 | 0 | 154.5537 | 31.5873 | 154.5537 | 734.4391 | 350 | 350 | 384.4391
5 | 20 | 10 | 13.8 | 11.2 | 84 | 429 | 99 | 357 | 127.9136 | 50.0382 | 37.0864 | 16.0382 | 91.2724 | 326.4832 | 31.7399 | 417.7556 | 1985.1747 | 600 | 600 | 1385.1747
5 | 20 | 11 | 12.3 | 11.7 | 96 | 244 | 4 | 241 | 149.06 | 56.3548 | 15.94 | 22.3548 | 3.9523 | 220.399 | 31.9357 | 224.3513 | 1066.1174 | 600 | 600 | 466.1174
5 | 20 | 12 | 12.7 | 12.5 | 99 | 261 | 5 | 257 | 175.0982 | 59.3077 | 10.0982 | 25.3077 | 4.9696 | 235.0313 | 32.1768 | 240.0009 | 1140.4842 | 600 | 600 | 540.4842
5 | 20 | 13 | 12.3 | 11.6 | 95 | 262 | 5 | 258 | 202.1616 | 57.8785 | 37.1616 | 23.8785 | 4.6954 | 235.9458 | 32.4274 | 240.6413 | 1143.5273 | 600 | 600 | 543.5273
5 | 20 | 14 | 11.9 | 11.7 | 99 | 248 | 4 | 244 | 225.2092 | 52.5975 | 60.2092 | 18.5975 | 3.3093 | 223.1426 | 32.6408 | 226.4519 | 1076.0995 | 600 | 600 | 476.0995
5 | 20 | 15 | 11.7 | 11.7 | 100 | 219 | 3 | 216 | 243.1914 | 44.9035 | 78.1914 | 10.9035 | 1.9989 | 197.5361 | 32.8073 | 199.5349 | 948.1899 | 600 | 600 | 348.1899
5 | 20 | 16 | 11.7 | 11.7 | 100 | 177 | 1 | 176 | 257.5553 | 35.984 | 0 | 1.984 | 0.46694 | 160.9553 | 32.9403 | 161.4222 | 767.0785 | 900 | 767.0785 | 0
5 | 20 | 17 | 11.6 | 11.6 | 100 | 127 | 0 | 127 | 269.8339 | 26.5793 | 0 | 7.4207 | 0 | 116.1439 | 33.054 | 116.1439 | 551.9157 | 900 | 551.9157 | 0
5 | 20 | 18 | 11.3 | 11.3 | 100 | 73 | 0 | 73 | 281.1155 | 17.1703 | 0 | 16.8297 | 0 | 66.7599 | 33.1585 | 66.7599 | 317.2429 | 900 | 317.2429 | 0
5 | 20 | 19 | 11.2 | 11.2 | 100 | 27 | 0 | 27 | 292.1529 | 8.1497 | 0 | 25.8503 | 0 | 24.692 | 33.2607 | 24.692 | 117.3364 | 900 | 117.3364 | 0
5 | 20 | 20 | 11.2 | 11.2 | 100 | 3 | 0 | 3 | 303.4981 | 0.19647 | 0 | 33.8035 | 0 | 2.7436 | 33.3657 | 2.7436 | 13.0374 | 800 | 13.0374 | 0
5 | 20 | 21 | 11.2 | 11.2 | 100 | 0 | 0 | 0 | 315.5631 | -7.6042 | 0 | 0 | 0 | 0 | 33.4774 | 0 | 0 | 700 | 0 | 0
5 | 20 | 22 | 11.2 | 11.2 | 100 | 0 | 0 | 0 | 328.6024 | -13.4485 | 0 | 0 | 0 | 0 | 33.5982 | 0 | 0 | 600 | 0 | 0
5 | 20 | 23 | 11.1 | 11.1 | 100 | 0 | 0 | 0 | 342.6316 | -17.3671 | 0 | 0 | 0 | 0 | 33.7281 | 0 | 0 | 500 | 0 | 0
5 | 20 | 24 | 11 | 11 | 100 | 0 | 0 | 0 | 357.3487 | -19.0121 | 0 | 0 | 0 | 0 | 33.8643 | 0 | 0 | 400 | 0 | 0
5 | 21 | 1 | 11 | 11 | 100 | 0 | 0 | 0 | 12.1787 | -18.2136 | 0 | 0 | 0 | 0 | 30.6683 | 0 | 0 | 350 | 0 | 0
5 | 21 | 2 | 10.9 | 10.9 | 100 | 0 | 0 | 0 | 26.497 | -15.0557 | 0 | 0 | 0 | 0 | 30.8009 | 0 | 0 | 350 | 0 | 0
5 | 21 | 3 | 10.9 | 10.9 | 100 | 0 | 0 | 0 | 39.8911 | -9.8383 | 0 | 0 | 0 | 0 | 30.9249 | 0 | 0 | 350 | 0 | 0
5 | 21 | 4 | 10.8 | 10.8 | 100 | 0 | 0 | 0 | 52.2706 | -2.9203 | 0 | 0 | 0 | 0 | 31.0395 | 0 | 0 | 350 | 0 | 0
5 | 21 | 5 | 10.8 | 10.8 | 100 | 2 | 0 | 2 | 63.8169 | 5.1837 | 0 | 28.8163 | 0 | 1.829 | 31.1465 | 1.829 | 8.6916 | 350 | 8.6916 | 0
5 | 21 | 6 | 10.8 | 10.6 | 99 | 21 | 0 | 21 | 74.8919 | 13.9665 | 0 | 20.0335 | 0 | 19.2049 | 31.249 | 19.2049 | 91.2617 | 350 | 91.2617 | 0
5 | 21 | 7 | 10.8 | 10.8 | 100 | 65 | 0 | 65 | 85.9945 | 23.2932 | 79.0055 | 10.7068 | 0 | 59.4437 | 31.3518 | 59.4437 | 282.4766 | 350 | 282.4766 | 0
5 | 21 | 8 | 10.8 | 10.6 | 99 | 118 | 0 | 118 | 97.7937 | 32.7599 | 67.2063 | 1.2401 | 0 | 107.9132 | 31.4611 | 107.9132 | 512.8036 | 350 | 350 | 162.8036
5 | 21 | 9 | 11.3 | 11.1 | 99 | 170 | 1 | 169 | 111.2413 | 41.9369 | 53.7587 | 7.9369 | 0.79997 | 154.5537 | 31.5856 | 155.3536 | 738.2405 | 350 | 350 | 388.2405
5 | 21 | 10 | 11.3 | 10.7 | 96 | 213 | 1 | 213 | 127.7249 | 50.2016 | 37.2751 | 16.2016 | 0.92177 | 194.7925 | 31.7382 | 195.7143 | 930.0342 | 600 | 600 | 330.0342
5 | 21 | 11 | 11.7 | 10.7 | 94 | 245 | 1 | 244 | 148.9066 | 56.5393 | 16.0934 | 22.5393 | 0.98787 | 223.1426 | 31.9343 | 224.1305 | 1065.0679 | 600 | 600 | 465.0679
5 | 21 | 12 | 11 | 10.8 | 99 | 262 | 2 | 260 | 175.0448 | 59.5087 | 10.0448 | 25.5087 | 1.9876 | 237.7749 | 32.1763 | 239.7624 | 1139.3511 | 600 | 600 | 539.3511
5 | 21 | 13 | 13.1 | 10.4 | 84 | 532 | 147 | 404 | 202.2303 | 58.0778 | 37.2303 | 24.0778 | 138.0455 | 369.4656 | 32.4281 | 507.5111 | 2411.6929 | 600 | 600 | 1811.6929
5 | 21 | 14 | 13.7 | 10 | 78 | 503 | 85 | 432 | 225.3461 | 52.782 | 60.3461 | 18.782 | 70.3407 | 395.0721 | 32.6421 | 465.4128 | 2211.6415 | 600 | 600 | 1611.6415
5 | 21 | 15 | 13.6 | 9.9 | 78 | 444 | 122 | 352 | 243.3453 | 45.0738 | 78.3453 | 11.0738 | 81.3432 | 321.9106 | 32.8088 | 403.2538 | 1916.2619 | 600 | 600 | 1316.2619
5 | 21 | 16 | 13.6 | 10.5 | 82 | 359 | 112 | 287 | 257.7047 | 36.1458 | 0 | 2.1458 | 52.3816 | 262.4669 | 32.9417 | 314.8484 | 1496.1598 | 900 | 900 | 596.1598
5 | 21 | 17 | 12.9 | 10.6 | 86 | 257 | 60 | 227 | 269.9725 | 26.7383 | 0 | 7.2617 | 14.6385 | 207.5958 | 33.0553 | 207.5958 | 986.4951 | 900 | 900 | 86.4951
5 | 21 | 18 | 12.7 | 10.8 | 88 | 74 | 0 | 74 | 281.2422 | 17.331 | 0 | 16.669 | 0 | 67.6744 | 33.1596 | 67.6744 | 321.5887 | 900 | 321.5887 | 0
5 | 21 | 19 | 12.9 | 11 | 88 | 28 | 0 | 28 | 292.2668 | 8.3144 | 0 | 25.6856 | 0 | 25.6065 | 33.2617 | 25.6065 | 121.6822 | 900 | 121.6822 | 0
5 | 21 | 20 | 13.4 | 10.9 | 85 | 3 | 0 | 3 | 303.5974 | 0.34347 | 0 | 33.6565 | 0 | 2.7436 | 33.3666 | 2.7436 | 13.0374 | 800 | 13.0374 | 0
5 | 21 | 21 | 13.6 | 12.3 | 92 | 0 | 0 | 0 | 315.644 | -7.419 | 0 | 0 | 0 | 0 | 33.4782 | 0 | 0 | 700 | 0 | 0
5 | 21 | 22 | 13.2 | 12.6 | 96 | 0 | 0 | 0 | 328.6589 | -13.2552 | 0 | 0 | 0 | 0 | 33.5987 | 0 | 0 | 600 | 0 | 0
5 | 21 | 23 | 12.7 | 12.7 | 100 | 0 | 0 | 0 | 342.6569 | -17.168 | 0 | 0 | 0 | 0 | 33.7283 | 0 | 0 | 500 | 0 | 0
5 | 21 | 24 | 12.7 | 12.7 | 100 | 0 | 0 | 0 | 357.3379 | -18.812 | 0 | 0 | 0 | 0 | 33.8642 | 0 | 0 | 400 | 0 | 0
5 | 22 | 1 | 12.5 | 12.5 | 100 | 0 | 0 | 0 | 12.1316 | -18.0186 | 0 | 0 | 0 | 0 | 30.6679 | 0 | 0 | 350 | 0 | 0
5 | 22 | 2 | 12.5 | 12.3 | 99 | 0 | 0 | 0 | 26.4186 | -14.8707 | 0 | 0 | 0 | 0 | 30.8002 | 0 | 0 | 350 | 0 | 0
5 | 22 | 3 | 12.5 | 12.3 | 99 | 0 | 0 | 0 | 39.7886 | -9.6658 | 0 | 0 | 0 | 0 | 30.924 | 0 | 0 | 350 | 0 | 0
5 | 22 | 4 | 12.5 | 12.3 | 99 | 0 | 0 | 0 | 52.1504 | -2.7554 | 0 | 0 | 0 | 0 | 31.0384 | 0 | 0 | 350 | 0 | 0
5 | 22 | 5 | 12.3 | 12.3 | 100 | 2 | 0 | 2 | 63.6829 | 5.3277 | 0 | 28.6723 | 0 | 1.829 | 31.1452 | 1.829 | 8.6916 | 350 | 8.6916 | 0
5 | 22 | 6 | 12.3 | 12.3 | 100 | 22 | 0 | 22 | 74.7457 | 14.105 | 0 | 19.895 | 0 | 20.1194 | 31.2476 | 20.1194 | 95.6075 | 350 | 95.6075 | 0
5 | 22 | 7 | 12.2 | 12.2 | 100 | 66 | 0 | 66 | 85.8357 | 23.4276 | 79.1643 | 10.5724 | 0 | 60.3582 | 31.3503 | 60.3582 | 286.8224 | 350 | 286.8224 | 0
5 | 22 | 8 | 12.3 | 12.3 | 100 | 119 | 0 | 119 | 97.6213 | 32.895 | 67.3787 | 1.105 | 0 | 108.8277 | 31.4595 | 108.8277 | 517.1494 | 350 | 350 | 167.1494
5 | 22 | 9 | 12.8 | 12.8 | 100 | 343 | 89 | 288 | 111.0562 | 42.0791 | 53.9438 | 8.0791 | 71.1885 | 263.3814 | 31.5839 | 334.5699 | 1589.8762 | 350 | 350 | 1239.8762
5 | 22 | 10 | 12.8 | 12.6 | 99 | 431 | 99 | 357 | 127.5372 | 50.3587 | 37.4628 | 16.3587 | 91.236 | 326.4832 | 31.7365 | 417.7192 | 1985.0016 | 600 | 600 | 1385.0016
5 | 22 | 11 | 14.3 | 12.7 | 90 | 494 | 122 | 393 | 148.7519 | 56.7174 | 16.2481 | 22.7174 | 120.4951 | 359.4059 | 31.9329 | 479.901 | 2280.4896 | 600 | 600 | 1680.4896
5 | 22 | 12 | 14.8 | 12.3 | 85 | 841 | 610 | 312 | 174.9875 | 59.7038 | 9.9875 | 25.7038 | 606.1182 | 285.3299 | 32.1758 | 891.4481 | 4236.1611 | 600 | 600 | 3636.1611
5 | 22 | 13 | 15.1 | 12.2 | 83 | 868 | 795 | 175 | 202.2932 | 58.272 | 37.2932 | 24.272 | 746.576 | 160.0408 | 32.4286 | 906.6167 | 4308.2428 | 600 | 600 | 3708.2428
5 | 22 | 14 | 13.2 | 11.5 | 89 | 249 | 10 | 240 | 225.4766 | 52.9623 | 60.4766 | 18.9623 | 8.2775 | 219.4845 | 32.6433 | 227.762 | 1082.3251 | 600 | 600 | 482.3251
5 | 22 | 15 | 13.4 | 11.6 | 89 | 665 | 446 | 327 | 243.4929 | 45.2404 | 78.4929 | 11.2404 | 297.5806 | 299.0476 | 32.8101 | 596.6283 | 2835.1776 | 600 | 600 | 2235.1776
5 | 22 | 16 | 13.3 | 11 | 86 | 589 | 678 | 151 | 257.8481 | 36.3043 | 0 | 2.3043 | 317.6158 | 138.0923 | 32.943 | 455.7081 | 2165.5251 | 900 | 900 | 1265.5251
5 | 22 | 17 | 12.9 | 10.8 | 87 | 340 | 247 | 214 | 270.1055 | 26.8942 | 0 | 7.1058 | 60.5267 | 195.707 | 33.0565 | 195.707 | 929.9998 | 900 | 900 | 29.9998
5 | 22 | 18 | 12 | 10.4 | 90 | 151 | 67 | 127 | 281.3634 | 17.4885 | 0 | 16.5115 | 0.82404 | 116.1439 | 33.1608 | 116.1439 | 551.9157 | 900 | 551.9157 | 0
5 | 22 | 19 | 11.3 | 10.5 | 95 | 57 | 0 | 57 | 292.3756 | 8.476 | 0 | 25.524 | 0 | 52.1276 | 33.2627 | 52.1276 | 247.7102 | 900 | 247.7102 | 0
5 | 22 | 20 | 10.7 | 10.3 | 97 | 7 | 0 | 7 | 303.6918 | 0.48918 | 0 | 33.5108 | 0 | 6.4016 | 33.3675 | 6.4016 | 30.4206 | 800 | 30.4206 | 0
5 | 22 | 21 | 10.9 | 10.1 | 95 | 0 | 0 | 0 | 315.7202 | -7.238 | 0 | 0 | 0 | 0 | 33.4789 | 0 | 0 | 700 | 0 | 0
5 | 22 | 22 | 10.7 | 10 | 95 | 0 | 0 | 0 | 328.7112 | -13.0667 | 0 | 0 | 0 | 0 | 33.5992 | 0 | 0 | 600 | 0 | 0
5 | 22 | 23 | 10.8 | 10.2 | 96 | 0 | 0 | 0 | 342.6788 | -16.9742 | 0 | 0 | 0 | 0 | 33.7285 | 0 | 0 | 500 | 0 | 0
5 | 22 | 24 | 11 | 9 | 87 | 0 | 0 | 0 | 357.3248 | -18.6177 | 0 | 0 | 0 | 0 | 33.8641 | 0 | 0 | 400 | 0 | 0
5 | 23 | 1 | 10.8 | 9.4 | 91 | 0 | 0 | 0 | 12.0835 | -17.8296 | 0 | 0 | 0 | 0 | 30.6674 | 0 | 0 | 350 | 0 | 0
5 | 23 | 2 | 10.5 | 9.3 | 92 | 0 | 0 | 0 | 26.3402 | -14.6919 | 0 | 0 | 0 | 0 | 30.7994 | 0 | 0 | 350 | 0 | 0
5 | 23 | 3 | 10.5 | 9.1 | 91 | 0 | 0 | 0 | 39.6869 | -9.4994 | 0 | 0 | 0 | 0 | 30.923 | 0 | 0 | 350 | 0 | 0
5 | 23 | 4 | 10.6 | 9.5 | 93 | 0 | 0 | 0 | 52.0316 | -2.596 | 0 | 0 | 0 | 0 | 31.0373 | 0 | 0 | 350 | 0 | 0
5 | 23 | 5 | 10.5 | 9.9 | 96 | 2 | 0 | 2 | 63.5508 | 5.4662 | 0 | 28.5338 | 0 | 1.829 | 31.144 | 1.829 | 8.6916 | 350 | 8.6916 | 0
5 | 23 | 6 | 10.2 | 10 | 99 | 22 | 0 | 22 | 74.6016 | 14.2377 | 0 | 19.7623 | 0 | 20.1194 | 31.2463 | 20.1194 | 95.6075 | 350 | 95.6075 | 0
5 | 23 | 7 | 10.1 | 10.1 | 100 | 67 | 0 | 67 | 85.6793 | 23.5563 | 79.3207 | 10.4437 | 0 | 61.2728 | 31.3489 | 61.2728 | 291.1681 | 350 | 291.1681 | 0
5 | 23 | 8 | 10.6 | 10.4 | 99 | 120 | 0 | 120 | 97.4513 | 33.0243 | 67.5487 | 0.97573 | 0 | 109.7423 | 31.4579 | 109.7423 | 521.4952 | 350 | 350 | 171.4952
5 | 23 | 9 | 10.5 | 10.3 | 99 | 171 | 0 | 171 | 110.8731 | 42.2153 | 54.1269 | 8.2153 | 0 | 156.3827 | 31.5822 | 156.3827 | 743.1306 | 350 | 350 | 393.1306
5 | 23 | 10 | 10.6 | 10.2 | 97 | 214 | 1 | 214 | 127.3505 | 50.5095 | 37.6495 | 16.5095 | 0.92136 | 195.707 | 31.7347 | 196.6284 | 934.3781 | 600 | 600 | 334.3781
5 | 23 | 11 | 11.2 | 11 | 99 | 496 | 173 | 353 | 148.5961 | 56.8893 | 16.4039 | 22.8893 | 170.8281 | 322.8251 | 31.9314 | 493.6532 | 2345.8401 | 600 | 600 | 1745.8401
5 | 23 | 12 | 11.9 | 10.5 | 91 | 531 | 86 | 456 | 174.9262 | 59.8929 | 9.9262 | 25.8929 | 85.4405 | 417.0206 | 32.1752 | 502.461 | 2387.6948 | 600 | 600 | 1787.6948
5 | 23 | 13 | 12.4 | 10.8 | 90 | 702 | 365 | 383 | 202.3504 | 58.461 | 37.3504 | 24.461 | 342.7705 | 350.2607 | 32.4292 | 693.0312 | 3293.2844 | 600 | 600 | 2693.2844
5 | 23 | 14 | 13.2 | 11.1 | 87 | 755 | 539 | 305 | 225.6006 | 53.1383 | 60.6006 | 19.1383 | 446.2774 | 278.9282 | 32.6444 | 725.2056 | 3446.177 | 600 | 600 | 2846.177
5 | 23 | 15 | 12.6 | 10.5 | 87 | 446 | 130 | 347 | 243.6341 | 45.4035 | 78.6341 | 11.4035 | 86.8018 | 317.338 | 32.8114 | 404.1398 | 1920.4722 | 600 | 600 | 1320.4722
5 | 23 | 16 | 12.9 | 10.4 | 85 | 476 | 285 | 291 | 257.9854 | 36.4596 | 0 | 2.4596 | 133.7326 | 266.125 | 32.9443 | 399.8576 | 1900.1231 | 900 | 900 | 1000.1231
5 | 23 | 17 | 12.6 | 10.5 | 87 | 429 | 532 | 157 | 270.2327 | 27.047 | 0 | 6.953 | 130.9394 | 143.5794 | 33.0577 | 143.5794 | 682.2895 | 900 | 682.2895 | 0
5 | 23 | 18 | 12.1 | 10.3 | 89 | 201 | 159 | 144 | 281.4792 | 17.643 | 0 | 16.357 | 2.173 | 131.6907 | 33.1618 | 131.6907 | 625.7942 | 900 | 625.7942 | 0
5 | 23 | 19 | 11.4 | 10.2 | 92 | 96 | 82 | 79 | 292.4792 | 8.6342 | 0 | 25.3658 | 0 | 72.247 | 33.2637 | 72.247 | 343.3177 | 900 | 343.3177 | 0
5 | 23 | 20 | 10.9 | 9.9 | 94 | 12 | 0 | 12 | 303.7813 | 0.63331 | 0 | 33.3667 | 0 | 10.9742 | 33.3683 | 10.9742 | 52.1495 | 800 | 52.1495 | 0
5 | 23 | 21 | 10.7 | 10.1 | 96 | 0 | 0 | 0 | 315.7919 | -7.0612 | 0 | 0 | 0 | 0 | 33.4796 | 0 | 0 | 700 | 0 | 0
5 | 23 | 22 | 10.6 | 10 | 96 | 0 | 0 | 0 | 328.7595 | -12.883 | 0 | 0 | 0 | 0 | 33.5996 | 0 | 0 | 600 | 0 | 0
5 | 23 | 23 | 10.6 | 10 | 96 | 0 | 0 | 0 | 342.6974 | -16.7857 | 0 | 0 | 0 | 0 | 33.7287 | 0 | 0 | 500 | 0 | 0
5 | 23 | 24 | 10.6 | 9.8 | 95 | 0 | 0 | 0 | 357.3094 | -18.4293 | 0 | 0 | 0 | 0 | 33.864 | 0 | 0 | 400 | 0 | 0
5 | 24 | 1 | 10.7 | 10.1 | 96 | 0 | 0 | 0 | 12.0342 | -17.6468 | 0 | 0 | 0 | 0 | 30.667 | 0 | 0 | 350 | 0 | 0
5 | 24 | 2 | 10.7 | 9.7 | 94 | 0 | 0 | 0 | 26.2618 | -14.5192 | 0 | 0 | 0 | 0 | 30.7987 | 0 | 0 | 350 | 0 | 0
5 | 24 | 3 | 10.7 | 9.9 | 95 | 0 | 0 | 0 | 39.5861 | -9.3391 | 0 | 0 | 0 | 0 | 30.9221 | 0 | 0 | 350 | 0 | 0
5 | 24 | 4 | 10.5 | 10.1 | 97 | 0 | 0 | 0 | 51.9143 | -2.4422 | 0 | 0 | 0 | 0 | 31.0362 | 0 | 0 | 350 | 0 | 0
5 | 24 | 5 | 10.6 | 10.2 | 97 | 5 | 0 | 5 | 63.4207 | 5.5989 | 0 | 28.4011 | 0 | 4.5726 | 31.1428 | 4.5726 | 21.729 | 350 | 21.729 | 0
5 | 24 | 6 | 10.6 | 10 | 96 | 46 | 0 | 46 | 74.4599 | 14.3646 | 0 | 19.6354 | 0 | 42.0679 | 31.245 | 42.0679 | 199.9065 | 350 | 199.9065 | 0
5 | 24 | 7 | 11.2 | 10.2 | 94 | 216 | 211 | 146 | 85.5254 | 23.6791 | 79.4746 | 10.3209 | 89.9917 | 133.5197 | 31.3475 | 133.5197 | 634.4858 | 350 | 350 | 284.4858
5 | 24 | 8 | 11.6 | 10.6 | 94 | 319 | 204 | 220 | 97.2838 | 33.1476 | 67.7162 | 0.85238 | 128.6938 | 201.1941 | 31.4563 | 329.8879 | 1567.6274 | 350 | 350 | 1217.6274
5 | 24 | 9 | 12.3 | 10.9 | 91 | 346 | 99 | 284 | 110.6923 | 42.3454 | 54.3077 | 8.3454 | 79.1574 | 259.7233 | 31.5805 | 338.8807 | 1610.3612 | 350 | 350 | 1260.3612
5 | 24 | 10 | 12.3 | 11.1 | 92 | 433 | 100 | 359 | 127.1651 | 50.654 | 37.8349 | 16.654 | 92.1122 | 328.3122 | 31.733 | 420.4244 | 1997.8567 | 600 | 600 | 1397.8567
5 | 24 | 11 | 12.8 | 11.1 | 89 | 497 | 123 | 395 | 148.4395 | 57.0547 | 16.5605 | 23.0547 | 121.4275 | 361.2349 | 31.93 | 482.6625 | 2293.612 | 600 | 600 | 1693.612
5 | 24 | 12 | 13.7 | 11.3 | 85 | 795 | 525 | 338 | 174.8611 | 60.0759 | 9.8611 | 26.0759 | 521.5084 | 309.1073 | 32.1746 | 830.6158 | 3947.0861 | 600 | 600 | 3347.0861
5 | 24 | 13 | 13.7 | 10.9 | 83 | 703 | 365 | 384 | 202.4016 | 58.6447 | 37.4016 | 24.6447 | 342.7753 | 351.1752 | 32.4296 | 693.9505 | 3297.6527 | 600 | 600 | 2697.6527
5 | 24 | 14 | 14.3 | 9 | 70 | 666 | 345 | 378 | 225.7179 | 53.3099 | 60.7179 | 19.3099 | 285.7304 | 345.6881 | 32.6455 | 631.4185 | 3000.5009 | 600 | 600 | 2400.5009
5 | 24 | 15 | 13.2 | 8.8 | 75 | 448 | 131 | 349 | 243.7687 | 45.5628 | 78.7687 | 11.5628 | 87.5344 | 319.1671 | 32.8127 | 406.7014 | 1932.6451 | 600 | 600 | 1332.6451
5 | 24 | 16 | 13.3 | 9.4 | 77 | 180 | 1 | 179 | 258.1165 | 36.6115 | 0 | 2.6115 | 0.47002 | 163.6989 | 32.9455 | 164.1689 | 780.1305 | 900 | 780.1305 | 0
5 | 24 | 17 | 13 | 9.5 | 79 | 262 | 84 | 219 | 270.3542 | 27.1966 | 0 | 6.8034 | 20.7657 | 200.2796 | 33.0588 | 200.2796 | 951.7287 | 900 | 900 | 51.7287
5 | 24 | 18 | 12.8 | 9.2 | 79 | 154 | 9 | 151 | 281.5896 | 17.7942 | 0 | 16.2058 | 0.1353 | 138.0923 | 33.1629 | 138.0923 | 656.2148 | 900 | 656.2148 | 0
5 | 24 | 19 | 12.6 | 9.7 | 82 | 29 | 0 | 29 | 292.5776 | 8.7891 | 0 | 25.2109 | 0 | 26.521 | 33.2646 | 26.521 | 126.028 | 900 | 126.028 | 0
5 | 24 | 20 | 12 | 9.8 | 86 | 4 | 0 | 4 | 303.8658 | 0.77559 | 0 | 33.2244 | 0 | 3.6581 | 33.3691 | 3.6581 | 17.3832 | 800 | 17.3832 | 0
5 | 24 | 21 | 11.9 | 9.3 | 84 | 0 | 0 | 0 | 315.859 | -6.8886 | 0 | 0 | 0 | 0 | 33.4802 | 0 | 0 | 700 | 0 | 0
5 | 24 | 22 | 12.6 | 10.8 | 89 | 0 | 0 | 0 | 328.8037 | -12.7041 | 0 | 0 | 0 | 0 | 33.6 | 0 | 0 | 600 | 0 | 0
5 | 24 | 23 | 12.5 | 10.6 | 88 | 0 | 0 | 0 | 342.7129 | -16.6027 | 0 | 0 | 0 | 0 | 33.7288 | 0 | 0 | 500 | 0 | 0
5 | 24 | 24 | 12.4 | 10.5 | 88 | 0 | 0 | 0 | 357.2919 | -18.2467 | 0 | 0 | 0 | 0 | 33.8638 | 0 | 0 | 400 | 0 | 0
5 | 25 | 1 | 12.1 | 10.3 | 89 | 0 | 0 | 0 | 11.984 | -17.4701 | 0 | 0 | 0 | 0 | 30.6665 | 0 | 0 | 350 | 0 | 0
5 | 25 | 2 | 12.1 | 10.3 | 89 | 0 | 0 | 0 | 26.1835 | -14.3528 | 0 | 0 | 0 | 0 | 30.798 | 0 | 0 | 350 | 0 | 0
5 | 25 | 3 | 11.9 | 10.2 | 89 | 0 | 0 | 0 | 39.4863 | -9.185 | 0 | 0 | 0 | 0 | 30.9212 | 0 | 0 | 350 | 0 | 0
5 | 25 | 4 | 11.7 | 10.5 | 92 | 0 | 0 | 0 | 51.7986 | -2.2939 | 0 | 0 | 0 | 0 | 31.0352 | 0 | 0 | 350 | 0 | 0
5 | 25 | 5 | 11.6 | 10.6 | 94 | 5 | 0 | 5 | 63.2926 | 5.7259 | 0 | 28.2741 | 0 | 4.5726 | 31.1416 | 4.5726 | 21.729 | 350 | 21.729 | 0
5 | 25 | 6 | 11.9 | 10.6 | 92 | 47 | 0 | 47 | 74.3205 | 14.4857 | 0 | 19.5143 | 0 | 42.9824 | 31.2437 | 42.9824 | 204.2523 | 350 | 204.2523 | 0
5 | 25 | 7 | 12.2 | 11 | 92 | 136 | 15 | 131 | 85.3741 | 23.7961 | 79.6259 | 10.2039 | 6.3996 | 119.802 | 31.3461 | 119.802 | 569.2989 | 350 | 350 | 219.2989
5 | 25 | 8 | 12.1 | 10.8 | 92 | 243 | 67 | 210 | 97.119 | 33.2651 | 67.881 | 0.73494 | 42.263 | 192.0489 | 31.4548 | 234.3119 | 1113.4502 | 350 | 350 | 763.4502
5 | 25 | 9 | 12.4 | 10.9 | 91 | 347 | 109 | 278 | 110.5138 | 42.4694 | 54.4862 | 8.4694 | 87.1317 | 254.2362 | 31.5788 | 341.368 | 1622.1806 | 350 | 350 | 1272.1806
5 | 25 | 10 | 13.1 | 11 | 87 | 434 | 100 | 360 | 126.9812 | 50.7922 | 38.0188 | 16.7922 | 92.0865 | 329.2268 | 31.7313 | 421.3133 | 2002.0807 | 600 | 600 | 1402.0807
5 | 25 | 11 | 14.9 | 12.3 | 84 | 497 | 122 | 396 | 148.2821 | 57.2136 | 16.7179 | 23.2136 | 120.4112 | 362.1494 | 31.9285 | 482.5606 | 2293.128 | 600 | 600 | 1693.128
5 | 25 | 12 | 15.2 | 11.8 | 80 | 796 | 523 | 340 | 174.7923 | 60.2528 | 9.7923 | 26.2528 | 519.4458 | 310.9364 | 32.174 | 830.3822 | 3945.9761 | 600 | 600 | 3345.9761
5 | 25 | 13 | 16.6 | 11.4 | 71 | 883 | 742 | 232 | 202.4468 | 58.8231 | 37.4468 | 24.8231 | 696.8337 | 212.1684 | 32.4301 | 909.002 | 4319.5776 | 600 | 600 | 3719.5776
5 | 25 | 14 | 17.1 | 11 | 67 | 836 | 836 | 135 | 225.8286 | 53.4771 | 60.8286 | 19.4771 | 692.58 | 123.46 | 32.6466 | 816.04 | 3877.8222 | 600 | 600 | 3277.8222
5 | 25 | 15 | 17.4 | 11.2 | 67 | 739 | 781 | 143 | 243.8968 | 45.7183 | 78.8968 | 11.7183 | 522.2604 | 130.7762 | 32.8139 | 653.0366 | 3103.2297 | 600 | 600 | 2503.2297
5 | 25 | 16 | 18 | 11.8 | 67 | 600 | 711 | 137 | 258.2414 | 36.7601 | 0 | 2.7601 | 334.7527 | 125.2891 | 32.9467 | 460.0417 | 2186.1183 | 900 | 900 | 1286.1183
5 | 25 | 17 | 17.7 | 11.2 | 66 | 433 | 592 | 128 | 270.4699 | 27.343 | 0 | 6.657 | 146.9939 | 117.0584 | 33.0599 | 117.0584 | 556.2615 | 900 | 556.2615 | 0
5 | 25 | 18 | 17.8 | 10.4 | 62 | 256 | 362 | 125 | 281.6945 | 17.9421 | 0 | 16.0579 | 5.9362 | 114.3148 | 33.1638 | 114.3148 | 543.2242 | 900 | 543.2242 | 0
5 | 25 | 19 | 14.5 | 10.9 | 79 | 100 | 101 | 79 | 292.6708 | 8.9405 | 0 | 25.0595 | 0 | 72.247 | 33.2655 | 72.247 | 343.3177 | 900 | 343.3177 | 0
5 | 25 | 20 | 12.6 | 10.1 | 85 | 13 | 0 | 13 | 303.9454 | 0.91577 | 0 | 33.0842 | 0 | 11.8887 | 33.3699 | 11.8887 | 56.4953 | 800 | 56.4953 | 0
5 | 25 | 21 | 12.7 | 10.8 | 88 | 0 | 0 | 0 | 315.9215 | -6.7205 | 0 | 0 | 0 | 0 | 33.4808 | 0 | 0 | 700 | 0 | 0
5 | 25 | 22 | 12.9 | 11.1 | 89 | 0 | 0 | 0 | 328.844 | -12.5303 | 0 | 0 | 0 | 0 | 33.6004 | 0 | 0 | 600 | 0 | 0
5 | 25 | 23 | 12 | 10.4 | 90 | 0 | 0 | 0 | 342.7251 | -16.4252 | 0 | 0 | 0 | 0 | 33.7289 | 0 | 0 | 500 | 0 | 0
5 | 25 | 24 | 11.5 | 10.7 | 95 | 0 | 0 | 0 | 357.2723 | -18.0701 | 0 | 0 | 0 | 0 | 33.8636 | 0 | 0 | 400 | 0 | 0
5 | 26 | 1 | 11.5 | 10.3 | 92 | 0 | 0 | 0 | 11.9329 | -17.2996 | 0 | 0 | 0 | 0 | 30.666 | 0 | 0 | 350 | 0 | 0
5 | 26 | 2 | 11.7 | 9.7 | 88 | 0 | 0 | 0 | 26.1054 | -14.1926 | 0 | 0 | 0 | 0 | 30.7973 | 0 | 0 | 350 | 0 | 0
5 | 26 | 3 | 11.4 | 9.8 | 90 | 0 | 0 | 0 | 39.3875 | -9.0371 | 0 | 0 | 0 | 0 | 30.9203 | 0 | 0 | 350 | 0 | 0
5 | 26 | 4 | 11.4 | 9.6 | 89 | 0 | 0 | 0 | 51.6846 | -2.1512 | 0 | 0 | 0 | 0 | 31.0341 | 0 | 0 | 350 | 0 | 0
5 | 26 | 5 | 11.5 | 10 | 90 | 8 | 0 | 8 | 63.1666 | 5.8472 | 0 | 28.1528 | 0 | 7.3162 | 31.1404 | 7.3162 | 34.7663 | 350 | 34.7663 | 0
5 | 26 | 6 | 12.9 | 10.7 | 86 | 63 | 23 | 59 | 74.1837 | 14.6009 | 0 | 19.3991 | 4.6294 | 53.9566 | 31.2424 | 53.9566 | 256.4018 | 350 | 256.4018 | 0
5 | 26 | 7 | 15.8 | 12.2 | 79 | 180 | 135 | 135 | 85.2255 | 23.9072 | 79.7745 | 10.0928 | 57.6079 | 123.46 | 31.3447 | 123.46 | 586.6821 | 350 | 350 | 236.6821
5 | 26 | 8 | 16.9 | 12.4 | 75 | 365 | 353 | 192 | 96.957 | 33.3766 | 68.043 | 0.62342 | 222.6335 | 175.5876 | 31.4533 | 398.2211 | 1892.3467 | 350 | 350 | 1542.3467
5 | 26 | 9 | 18.5 | 12.6 | 68 | 572 | 630 | 174 | 110.338 | 42.5873 | 54.662 | 8.5873 | 503.4643 | 159.1263 | 31.5772 | 662.5905 | 3148.6302 | 350 | 350 | 2798.6302
5 | 26 | 10 | 21.1 | 12.9 | 59 | 715 | 753 | 153 | 126.7989 | 50.924 | 38.2011 | 16.924 | 693.2051 | 139.9214 | 31.7296 | 833.1265 | 3959.017 | 600 | 600 | 3359.017
5 | 26 | 11 | 22 | 12.6 | 55 | 820 | 821 | 139 | 148.1242 | 57.3661 | 16.8758 | 23.3661 | 810.105 | 127.1181 | 31.9271 | 937.2232 | 4453.6844 | 600 | 600 | 3853.6844
5 | 26 | 12 | 20.7 | 14.1 | 66 | 698 | 321 | 417 | 174.7197 | 60.4236 | 9.7197 | 26.4236 | 318.772 | 381.3543 | 32.1733 | 700.1263 | 3327.0002 | 600 | 600 | 2727.0002
5 | 26 | 13 | 17.8 | 12.8 | 73 | 534 | 142 | 410 | 202.4861 | 58.9962 | 37.4861 | 24.9962 | 133.3598 | 374.9527 | 32.4304 | 508.3125 | 2415.5011 | 600 | 600 | 1815.5011
5 | 26 | 14 | 17.9 | 12.5 | 71 | 506 | 122 | 403 | 225.9325 | 53.6397 | 60.9325 | 19.6397 | 101.1009 | 368.5511 | 32.6475 | 469.6519 | 2231.786 | 600 | 600 | 1631.786
5 | 26 | 15 | 15.3 | 11.6 | 79 | 448 | 100 | 372 | 244.0182 | 45.87 | 79.0182 | 11.87 | 66.9224 | 340.201 | 32.815 | 407.1234 | 1934.6503 | 600 | 600 | 1334.6503
5 | 26 | 16 | 15.4 | 11.6 | 78 | 365 | 93 | 304 | 258.3601 | 36.9053 | 0 | 2.9053 | 43.861 | 278.0137 | 32.9478 | 321.8747 | 1529.5487 | 900 | 900 | 629.5487
5 | 26 | 17 | 15.1 | 12 | 82 | 130 | 0 | 130 | 270.5798 | 27.4861 | 0 | 6.5139 | 0 | 118.8874 | 33.0609 | 118.8874 | 564.9531 | 900 | 564.9531 | 0
5 | 26 | 18 | 12.8 | 11.9 | 94 | 77 | 0 | 77 | 281.7939 | 18.0867 | 0 | 15.9133 | 0 | 70.4179 | 33.1648 | 70.4179 | 334.6261 | 900 | 334.6261 | 0
5 | 26 | 19 | 13.1 | 11.8 | 92 | 30 | 0 | 30 | 292.7588 | 9.0884 | 0 | 24.9116 | 0 | 27.4356 | 33.2663 | 27.4356 | 130.3738 | 900 | 130.3738 | 0
5 | 26 | 20 | 12.9 | 12.3 | 96 | 4 | 0 | 4 | 304.0201 | 1.0536 | 0 | 32.9464 | 0 | 3.6581 | 33.3706 | 3.6581 | 17.3832 | 800 | 17.3832 | 0
5 | 26 | 21 | 12.9 | 12.7 | 99 | 0 | 0 | 0 | 315.9794 | -6.5568 | 0 | 0 | 0 | 0 | 33.4813 | 0 | 0 | 700 | 0 | 0
5 | 26 | 22 | 12.9 | 12.7 | 99 | 0 | 0 | 0 | 328.8802 | -12.3614 | 0 | 0 | 0 | 0 | 33.6007 | 0 | 0 | 600 | 0 | 0
5 | 26 | 23 | 12.8 | 12.6 | 99 | 0 | 0 | 0 | 342.7341 | -16.2533 | 0 | 0 | 0 | 0 | 33.729 | 0 | 0 | 500 | 0 | 0
5 | 26 | 24 | 12.6 | 12.4 | 99 | 0 | 0 | 0 | 357.2506 | -17.8995 | 0 | 0 | 0 | 0 | 33.8634 | 0 | 0 | 400 | 0 | 0
5 | 27 | 1 | 11.7 | 11.7 | 100 | 0 | 0 | 0 | 11.8808 | -17.1353 | 0 | 0 | 0 | 0 | 30.6656 | 0 | 0 | 350 | 0 | 0
5 | 27 | 2 | 11.3 | 11.3 | 100 | 0 | 0 | 0 | 26.0274 | -14.0387 | 0 | 0 | 0 | 0 | 30.7966 | 0 | 0 | 350 | 0 | 0
5 | 27 | 3 | 11.2 | 11 | 99 | 0 | 0 | 0 | 39.2898 | -8.8954 | 0 | 0 | 0 | 0 | 30.9193 | 0 | 0 | 350 | 0 | 0
5 | 27 | 4 | 11.4 | 11 | 97 | 0 | 0 | 0 | 51.5723 | -2.014 | 0 | 0 | 0 | 0 | 31.0331 | 0 | 0 | 350 | 0 | 0
5 | 27 | 5 | 11.6 | 11.6 | 100 | 3 | 0 | 3 | 63.0429 | 5.9628 | 0 | 28.0372 | 0 | 2.7436 | 31.1393 | 2.7436 | 13.0374 | 350 | 13.0374 | 0
5 | 27 | 6 | 11.3 | 11.3 | 100 | 24 | 0 | 24 | 74.0493 | 14.7104 | 0 | 19.2896 | 0 | 21.9485 | 31.2412 | 21.9485 | 104.299 | 350 | 104.299 | 0
5 | 27 | 7 | 11.2 | 11.2 | 100 | 68 | 0 | 68 | 85.0797 | 24.0125 | 79.9203 | 9.9875 | 0 | 62.1873 | 31.3433 | 62.1873 | 295.5139 | 350 | 295.5139 | 0
5 | 27 | 8 | 11.7 | 11.1 | 96 | 121 | 0 | 121 | 96.7979 | 33.4822 | 68.2021 | 0.51781 | 0 | 110.6568 | 31.4518 | 110.6568 | 525.841 | 350 | 350 | 175.841
5 | 27 | 9 | 12 | 11.1 | 94 | 173 | 1 | 172 | 110.165 | 42.6991 | 54.835 | 8.6991 | 0.7989 | 157.2972 | 31.5756 | 158.0961 | 751.2728 | 350 | 350 | 401.2728
5 | 27 | 10 | 13.3 | 11.4 | 88 | 573 | 269 | 372 | 126.6185 | 51.0494 | 38.3815 | 17.0494 | 247.5608 | 340.201 | 31.7279 | 587.7618 | 2793.044 | 600 | 600 | 2193.044
5 | 27 | 11 | 14.1 | 10.8 | 81 | 499 | 129 | 392 | 147.966 | 57.512 | 17.034 | 23.512 | 127.2553 | 358.4914 | 31.9256 | 485.7467 | 2308.2683 | 600 | 600 | 1708.2683
5 | 27 | 12 | 14.1 | 11.1 | 82 | 534 | 124 | 425 | 174.6436 | 60.5881 | 9.6436 | 26.5881 | 123.1215 | 388.6705 | 32.1726 | 511.7919 | 2432.0353 | 600 | 600 | 1832.0353
5 | 27 | 13 | 14.5 | 11.3 | 81 | 706 | 340 | 407 | 202.5192 | 59.1638 | 37.5192 | 25.1638 | 319.323 | 372.2091 | 32.4307 | 691.5321 | 3286.1607 | 600 | 600 | 2686.1607
5 | 27 | 14 | 13.8 | 11.1 | 84 | 508 | 141 | 389 | 226.0295 | 53.7979 | 61.0295 | 19.7979 | 116.8828 | 355.7478 | 32.6484 | 472.6306 | 2245.9407 | 600 | 600 | 1645.9407
5 | 27 | 15 | 14.8 | 11 | 78 | 716 | 541 | 302 | 244.1328 | 46.0179 | 79.1328 | 12.0179 | 362.3352 | 276.1847 | 32.816 | 638.5199 | 3034.2466 | 600 | 600 | 2434.2466
5 | 27 | 16 | 14.1 | 11.5 | 84 | 583 | 635 | 167 | 258.4725 | 37.0469 | 0 | 3.0469 | 299.9968 | 152.7246 | 32.9488 | 452.7215 | 2151.3325 | 900 | 900 | 1251.3325
5 | 27 | 17 | 13.8 | 11 | 83 | 433 | 573 | 135 | 270.6837 | 27.6258 | 0 | 6.3742 | 143.5306 | 123.46 | 33.0619 | 123.46 | 586.6821 | 900 | 586.6821 | 0
5 | 27 | 18 | 13 | 10.7 | 86 | 260 | 362 | 127 | 281.8878 | 18.2278 | 0 | 15.7722 | 6.9205 | 116.1439 | 33.1656 | 116.1439 | 551.9157 | 900 | 551.9157 | 0
5 | 27 | 19 | 12.1 | 10.2 | 88 | 102 | 101 | 81 | 292.8416 | 9.2327 | 0 | 24.7673 | 0 | 74.076 | 33.2671 | 74.076 | 352.0093 | 900 | 352.0093 | 0
5 | 27 | 20 | 12.5 | 8.8 | 78 | 14 | 0 | 14 | 304.0899 | 1.1889 | 0 | 32.8111 | 0 | 12.8033 | 33.3712 | 12.8033 | 60.8411 | 800 | 60.8411 | 0
5 | 27 | 21 | 11.7 | 6.5 | 70 | 0 | 0 | 0 | 316.0329 | -6.3977 | 0 | 0 | 0 | 0 | 33.4818 | 0 | 0 | 700 | 0 | 0
5 | 27 | 22 | 11.2 | 6.3 | 72 | 0 | 0 | 0 | 328.9125 | -12.1977 | 0 | 0 | 0 | 0 | 33.601 | 0 | 0 | 600 | 0 | 0
5 | 27 | 23 | 10.9 | 6.9 | 76 | 0 | 0 | 0 | 342.7401 | -16.0871 | 0 | 0 | 0 | 0 | 33.7291 | 0 | 0 | 500 | 0 | 0
5 | 27 | 24 | 10.3 | 7 | 80 | 0 | 0 | 0 | 357.2268 | -17.735 | 0 | 0 | 0 | 0 | 33.8632 | 0 | 0 | 400 | 0 | 0
5 | 28 | 1 | 9.7 | 7.2 | 84 | 0 | 0 | 0 | 11.8279 | -16.9774 | 0 | 0 | 0 | 0 | 30.6651 | 0 | 0 | 350 | 0 | 0
5 | 28 | 2 | 9 | 7.2 | 88 | 0 | 0 | 0 | 25.9497 | -13.8913 | 0 | 0 | 0 | 0 | 30.7958 | 0 | 0 | 350 | 0 | 0
5 | 28 | 3 | 8.7 | 7.7 | 93 | 0 | 0 | 0 | 39.1932 | -8.76 | 0 | 0 | 0 | 0 | 30.9185 | 0 | 0 | 350 | 0 | 0
5 | 28 | 4 | 8.5 | 7.9 | 96 | 0 | 0 | 0 | 51.4618 | -1.8823 | 0 | 0 | 0 | 0 | 31.0321 | 0 | 0 | 350 | 0 | 0
5 | 28 | 5 | 8.8 | 8.2 | 96 | 9 | 0 | 9 | 62.9215 | 6.0725 | 0 | 27.9275 | 0 | 8.2307 | 31.1382 | 8.2307 | 39.1121 | 350 | 39.1121 | 0
5 | 28 | 6 | 10.2 | 9.2 | 94 | 81 | 79 | 67 | 73.9177 | 14.814 | 0 | 19.186 | 15.9389 | 61.2728 | 31.24 | 61.2728 | 291.1681 | 350 | 291.1681 | 0
5 | 28 | 7 | 11.1 | 9.5 | 90 | 222 | 290 | 123 | 84.9368 | 24.112 | 80.0632 | 9.888 | 123.7595 | 112.4858 | 31.342 | 112.4858 | 534.5326 | 350 | 350 | 184.5326
5 | 28 | 8 | 11.4 | 9.6 | 89 | 392 | 440 | 175 | 96.6419 | 33.5819 | 68.3581 | 0.41811 | 277.3653 | 160.0408 | 31.4504 | 437.4061 | 2078.5536 | 350 | 350 | 1728.5536
5 | 28 | 9 | 12.7 | 9.8 | 82 | 557 | 577 | 192 | 109.9948 | 42.8048 | 55.0052 | 8.8048 | 460.8043 | 175.5876 | 31.574 | 636.3919 | 3024.1341 | 350 | 350 | 2674.1341
5 | 28 | 10 | 13.7 | 9.4 | 75 | 576 | 306 | 346 | 126.4402 | 51.1684 | 38.5598 | 17.1684 | 281.5182 | 316.4235 | 31.7263 | 597.9417 | 2841.419 | 600 | 600 | 2241.419
5 | 28 | 11 | 14 | 9.3 | 73 | 501 | 130 | 393 | 147.8077 | 57.6514 | 17.1923 | 23.6514 | 128.208 | 359.4059 | 31.9241 | 487.6139 | 2317.1412 | 600 | 600 | 1717.1412
5 | 28 | 12 | 13.9 | 10.3 | 79 | 801 | 542 | 326 | 174.564 | 60.7463 | 9.564 | 26.7463 | 538.0828 | 298.1331 | 32.1719 | 836.2159 | 3973.6981 | 600 | 600 | 3373.6981
5 | 28 | 13 | 14.7 | 10.9 | 78 | 856 | 665 | 271 | 202.5463 | 59.3259 | 37.5463 | 25.3259 | 624.5841 | 247.8346 | 32.431 | 872.4187 | 4145.7335 | 600 | 600 | 3545.7335
5 | 28 | 14 | 14.7 | 10.5 | 76 | 811 | 714 | 209 | 226.1195 | 53.9514 | 61.1195 | 19.9514 | 592.0681 | 191.1344 | 32.6493 | 783.2025 | 3721.7783 | 600 | 600 | 3121.7783
5 | 28 | 15 | 14.5 | 9.9 | 74 | 676 | 517 | 279 | 244.2407 | 46.1618 | 79.2407 | 12.1618 | 346.539 | 255.1507 | 32.817 | 601.6898 | 2859.2297 | 600 | 600 | 2259.2297
5 | 28 | 16 | 14.2 | 9.6 | 74 | 601 | 639 | 181 | 258.5785 | 37.185 | 0 | 3.185 | 302.4104 | 165.5279 | 32.9498 | 467.9383 | 2223.6429 | 900 | 900 | 1323.6429
5 | 28 | 17 | 14.1 | 9.4 | 73 | 436 | 540 | 154 | 270.7818 | 27.7622 | 0 | 6.2378 | 135.8575 | 140.8359 | 33.0628 | 140.8359 | 669.2522 | 900 | 669.2522 | 0
5 | 28 | 18 | 13.5 | 9.4 | 76 | 260 | 354 | 129 | 281.9762 | 18.3655 | 0 | 15.6345 | 7.2462 | 117.9729 | 33.1664 | 117.9729 | 560.6073 | 900 | 560.6073 | 0
5 | 28 | 19 | 12.3 | 8.2 | 76 | 105 | 107 | 83 | 292.9192 | 9.3732 | 0 | 24.6268 | 0 | 75.9051 | 33.2678 | 75.9051 | 360.7008 | 900 | 360.7008 | 0
5 | 28 | 20 | 11.4 | 8.5 | 83 | 15 | 0 | 15 | 304.1549 | 1.3214 | 0 | 32.6786 | 0 | 13.7178 | 33.3718 | 13.7178 | 65.1869 | 800 | 65.1869 | 0
5 | 28 | 21 | 10.4 | 8.7 | 89 | 0 | 0 | 0 | 316.0819 | -6.2431 | 0 | 0 | 0 | 0 | 33.4822 | 0 | 0 | 700 | 0 | 0
5 | 28 | 22 | 10 | 9.4 | 96 | 0 | 0 | 0 | 328.9409 | -12.0392 | 0 | 0 | 0 | 0 | 33.6013 | 0 | 0 | 600 | 0 | 0
5 | 28 | 23 | 9.9 | 9.5 | 97 | 0 | 0 | 0 | 342.743 | -15.9266 | 0 | 0 | 0 | 0 | 33.7291 | 0 | 0 | 500 | 0 | 0
5 | 28 | 24 | 9.9 | 9.4 | 97 | 0 | 0 | 0 | 357.2012 | -17.5766 | 0 | 0 | 0 | 0 | 33.863 | 0 | 0 | 400 | 0 | 0
5 | 29 | 1 | 9.5 | 9 | 97 | 0 | 0 | 0 | 11.7743 | -16.8258 | 0 | 0 | 0 | 0 | 30.6646 | 0 | 0 | 350 | 0 | 0
5 | 29 | 2 | 9.1 | 8.6 | 97 | 0 | 0 | 0 | 25.8724 | -13.7502 | 0 | 0 | 0 | 0 | 30.7951 | 0 | 0 | 350 | 0 | 0
5 | 29 | 3 | 7.7 | 6.8 | 94 | 0 | 0 | 0 | 39.0978 | -8.631 | 0 | 0 | 0 | 0 | 30.9176 | 0 | 0 | 350 | 0 | 0
5 | 29 | 4 | 7.7 | 7.5 | 99 | 0 | 0 | 0 | 51.3533 | -1.7561 | 0 | 0 | 0 | 0 | 31.031 | 0 | 0 | 350 | 0 | 0
5 | 29 | 5 | 7.9 | 7 | 94 | 10 | 0 | 10 | 62.8024 | 6.1764 | 0 | 27.8236 | 0 | 9.1452 | 31.1371 | 9.1452 | 43.4579 | 350 | 43.4579 | 0
5 | 29 | 6 | 10 | 8.6 | 91 | 82 | 81 | 68 | 73.7888 | 14.9117 | 0 | 19.0883 | 16.3551 | 62.1873 | 31.2388 | 62.1873 | 295.5139 | 350 | 295.5139 | 0
5 | 29 | 7 | 12.3 | 7.9 | 74 | 232 | 330 | 119 | 84.797 | 24.2057 | 80.203 | 9.7943 | 140.8119 | 108.8277 | 31.3407 | 108.8277 | 517.1494 | 350 | 350 | 167.1494
5 | 29 | 8 | 14.1 | 6.6 | 61 | 410 | 513 | 155 | 96.4891 | 33.6757 | 68.5109 | 0.3243 | 323.2744 | 141.7504 | 31.449 | 465.0248 | 2209.798 | 350 | 350 | 1859.798
5 | 29 | 9 | 15.8 | 6.7 | 55 | 581 | 653 | 166 | 109.8278 | 42.9044 | 55.1722 | 8.9044 | 521.3022 | 151.8101 | 31.5725 | 673.1123 | 3198.6299 | 350 | 350 | 2848.6299
5 | 29 | 10 | 16.9 | 9.3 | 61 | 723 | 746 | 164 | 126.2642 | 51.2811 | 38.7358 | 17.2811 | 686.0766 | 149.9811 | 31.7247 | 836.0577 | 3972.9463 | 600 | 600 | 3372.9463
5 | 29 | 11 | 18.1 | 10.7 | 62 | 827 | 807 | 155 | 147.6494 | 57.7841 | 17.3506 | 23.7841 | 795.6621 | 141.7504 | 31.9227 | 937.4125 | 4454.5842 | 600 | 600 | 3854.5842
5 | 29 | 12 | 19 | 9.6 | 54 | 885 | 824 | 162 | 174.481 | 60.8981 | 9.481 | 26.8981 | 817.9297 | 148.152 | 32.1711 | 966.0817 | 4590.8204 | 600 | 600 | 3990.8204
5 | 29 | 13 | 19.4 | 8.2 | 48 | 892 | 830 | 160 | 202.5673 | 59.4824 | 37.5673 | 25.4824 | 779.5949 | 146.323 | 32.4312 | 925.9179 | 4399.9619 | 600 | 600 | 3799.9619
5 | 29 | 14 | 19.1 | 7.4 | 47 | 846 | 823 | 151 | 226.2025 | 54.1002 | 61.2025 | 20.1002 | 682.6853 | 138.0923 | 32.65 | 820.7776 | 3900.3353 | 600 | 600 | 3300.3353
5 | 29 | 15 | 19.2 | 8.2 | 49 | 748 | 792 | 140 | 244.3416 | 46.3017 | 79.3416 | 12.3017 | 531.3018 | 128.0326 | 32.818 | 659.3344 | 3133.1573 | 600 | 600 | 2533.1573
5 | 29 | 16 | 18.9 | 8.6 | 51 | 610 | 699 | 149 | 258.6782 | 37.3195 | 0 | 3.3195 | 331.3836 | 136.2633 | 32.9507 | 467.6469 | 2222.2581 | 900 | 900 | 1322.2581
5 | 29 | 17 | 18.3 | 7.6 | 50 | 444 | 566 | 147 | 270.874 | 27.895 | 0 | 6.105 | 143.021 | 134.4343 | 33.0636 | 134.4343 | 638.8316 | 900 | 638.8316 | 0
5 | 29 | 18 | 17.3 | 7.6 | 53 | 265 | 370 | 128 | 282.059 | 18.4995 | 0 | 15.5005 | 8.0714 | 117.0584 | 33.1672 | 117.0584 | 556.2615 | 900 | 556.2615 | 0
5 | 29 | 19 | 16.1 | 7.8 | 58 | 107 | 110 | 84 | 292.9915 | 9.5101 | 0 | 24.4899 | 0 | 76.8196 | 33.2684 | 76.8196 | 365.0466 | 900 | 365.0466 | 0
5 | 29 | 20 | 14.6 | 7.1 | 61 | 16 | 0 | 16 | 304.2149 | 1.4509 | 0 | 32.5491 | 0 | 14.6323 | 33.3724 | 14.6323 | 69.5327 | 800 | 69.5327 | 0
5 | 29 | 21 | 13.6 | 7.7 | 67 | 0 | 0 | 0 | 316.1264 | -6.0933 | 0 | 0 | 0 | 0 | 33.4827 | 0 | 0 | 700 | 0 | 0
5 | 29 | 22 | 13.2 | 8 | 71 | 0 | 0 | 0 | 328.9655 | -11.886 | 0 | 0 | 0 | 0 | 33.6015 | 0 | 0 | 600 | 0 | 0
5 | 29 | 23 | 13.1 | 8.5 | 74 | 0 | 0 | 0 | 342.743 | -15.7719 | 0 | 0 | 0 | 0 | 33.7291 | 0 | 0 | 500 | 0 | 0
5 | 29 | 24 | 13.1 | 9 | 76 | 0 | 0 | 0 | 357.1736 | -17.4244 | 0 | 0 | 0 | 0 | 33.8627 | 0 | 0 | 400 | 0 | 0
5 | 30 | 1 | 13.3 | 9.3 | 77 | 0 | 0 | 0 | 11.7199 | -16.6807 | 0 | 0 | 0 | 0 | 30.6641 | 0 | 0 | 350 | 0 | 0
5 | 30 | 2 | 13.1 | 9.8 | 80 | 0 | 0 | 0 | 25.7954 | -13.6156 | 0 | 0 | 0 | 0 | 30.7944 | 0 | 0 | 350 | 0 | 0
5 | 30 | 3 | 12.9 | 9.8 | 81 | 0 | 0 | 0 | 39.0037 | -8.5083 | 0 | 0 | 0 | 0 | 30.9167 | 0 | 0 | 350 | 0 | 0
5 | 30 | 4 | 12.8 | 9.7 | 81 | 0 | 0 | 0 | 51.2466 | -1.6355 | 0 | 0 | 0 | 0 | 31.0301 | 0 | 0 | 350 | 0 | 0
5 | 30 | 5 | 12.6 | 9.6 | 82 | 6 | 0 | 6 | 62.6858 | 6.2745 | 0 | 27.7255 | 0 | 5.4871 | 31.136 | 5.4871 | 26.0748 | 350 | 26.0748 | 0
5 | 30 | 6 | 13.2 | 9.7 | 79 | 50 | 0 | 50 | 73.6627 | 15.0036 | 0 | 18.9964 | 0 | 45.7259 | 31.2376 | 45.7259 | 217.2897 | 350 | 217.2897 | 0
5 | 30 | 7 | 13.7 | 9.6 | 76 | 211 | 233 | 131 | 84.6604 | 24.2936 | 80.3396 | 9.7064 | 99.3986 | 119.802 | 31.3394 | 119.802 | 569.2989 | 350 | 350 | 219.2989
5 | 30 | 8 | 14.2 | 9.7 | 74 | 248 | 72 | 212 | 96.3396 | 33.7636 | 68.6604 | 0.23639 | 45.3542 | 193.878 | 31.4476 | 239.2322 | 1136.8312 | 350 | 350 | 786.8312
5 | 30 | 9 | 15.2 | 9.8 | 70 | 351 | 109 | 282 | 109.664 | 42.9979 | 55.336 | 8.9979 | 86.9813 | 257.8943 | 31.571 | 344.8756 | 1638.8488 | 350 | 350 | 1288.8488
5 | 30 | 10 | 15.7 | 10.4 | 71 | 438 | 119 | 349 | 126.0908 | 51.3874 | 38.9092 | 17.3874 | 109.4015 | 319.1671 | 31.7231 | 428.5686 | 2036.5578 | 600 | 600 | 1436.5578
5 | 30 | 11 | 16.7 | 10.9 | 69 | 248 | 1 | 247 | 147.4916 | 57.9103 | 17.5084 | 23.9103 | 0.98568 | 225.8861 | 31.9212 | 226.8718 | 1078.0949 | 600 | 600 | 478.0949
5 | 30 | 12 | 16.6 | 10.2 | 66 | 266 | 2 | 264 | 174.3947 | 61.0435 | 9.3947 | 27.0435 | 1.985 | 241.433 | 32.1703 | 243.418 | 1156.7221 | 600 | 600 | 556.7221
5 | 30 | 13 | 17.1 | 10.8 | 66 | 267 | 2 | 265 | 202.5821 | 59.6333 | 37.5821 | 25.6333 | 1.8787 | 242.3475 | 32.4313 | 244.2261 | 1160.5626 | 600 | 600 | 560.5626
5 | 30 | 14 | 17.4 | 11.2 | 67 | 510 | 172 | 365 | 226.2784 | 54.2444 | 61.2784 | 20.2444 | 142.7256 | 333.7994 | 32.6507 | 476.525 | 2264.4466 | 600 | 600 | 1664.4466
5 | 30 | 15 | 16.6 | 10.7 | 68 | 224 | 1 | 223 | 244.4357 | 46.4376 | 79.4357 | 12.4376 | 0.67139 | 203.9377 | 32.8188 | 204.6091 | 972.3024 | 600 | 600 | 372.3024
5 | 30 | 16 | 15.8 | 10.7 | 72 | 183 | 1 | 183 | 258.7714 | 37.4503 | 0 | 3.4503 | 0.47492 | 167.3569 | 32.9516 | 167.8319 | 797.537 | 900 | 797.537 | 0
5 | 30 | 17 | 16.2 | 10.6 | 69 | 133 | 0 | 133 | 270.9602 | 28.0242 | 0 | 5.9758 | 0 | 121.631 | 33.0644 | 121.631 | 577.9905 | 900 | 577.9905 | 0
5 | 30 | 18 | 16 | 10.4 | 69 | 80 | 0 | 80 | 282.1363 | 18.63 | 0 | 15.37 | 0 | 73.1615 | 33.1679 | 73.1615 | 347.6635 | 900 | 347.6635 | 0
5 | 30 | 19 | 15.7 | 10.6 | 72 | 33 | 0 | 33 | 293.0587 | 9.6431 | 0 | 24.3569 | 0 | 30.1791 | 33.2691 | 30.1791 | 143.4112 | 900 | 143.4112 | 0
5 | 30 | 20 | 15.5 | 10.8 | 74 | 5 | 0 | 5 | 304.2701 | 1.5772 | 0 | 32.4228 | 0 | 4.5726 | 33.3729 | 4.5726 | 21.729 | 800 | 21.729 | 0
5 | 30 | 21 | 15.4 | 10.9 | 75 | 0 | 0 | 0 | 316.1665 | -5.9483 | 0 | 0 | 0 | 0 | 33.483 | 0 | 0 | 700 | 0 | 0
5 | 30 | 22 | 15.3 | 11.1 | 76 | 0 | 0 | 0 | 328.9862 | -11.7381 | 0 | 0 | 0 | 0 | 33.6017 | 0 | 0 | 600 | 0 | 0
5 | 30 | 23 | 15.3 | 11.2 | 77 | 0 | 0 | 0 | 342.74 | -15.623 | 0 | 0 | 0 | 0 | 33.7291 | 0 | 0 | 500 | 0 | 0
5 | 30 | 24 | 15.4 | 11.5 | 78 | 0 | 0 | 0 | 357.1442 | -17.2785 | 0 | 0 | 0 | 0 | 33.8624 | 0 | 0 | 400 | 0 | 0
5 | 31 | 1 | 15.5 | 12.1 | 80 | 0 | 0 | 0 | 11.665 | -16.542 | 0 | 0 | 0 | 0 | 30.6636 | 0 | 0 | 350 | 0 | 0
5 | 31 | 2 | 13.5 | 11.8 | 89 | 0 | 0 | 0 | 25.7189 | -13.4874 | 0 | 0 | 0 | 0 | 30.7937 | 0 | 0 | 350 | 0 | 0
5 | 31 | 3 | 13.8 | 12 | 89 | 0 | 0 | 0 | 38.911 | -8.3919 | 0 | 0 | 0 | 0 | 30.9158 | 0 | 0 | 350 | 0 | 0
5 | 31 | 4 | 14.1 | 12.4 | 89 | 0 | 0 | 0 | 51.1421 | -1.5204 | 0 | 0 | 0 | 0 | 31.0291 | 0 | 0 | 350 | 0 | 0
5 | 31 | 5 | 13.4 | 12.3 | 93 | 10 | 0 | 10 | 62.5718 | 6.3668 | 0 | 27.6332 | 0 | 9.1452 | 31.1349 | 9.1452 | 43.4579 | 350 | 43.4579 | 0
5 | 31 | 6 | 15.4 | 13.7 | 90 | 51 | 0 | 51 | 73.5396 | 15.0897 | 0 | 18.9103 | 0 | 46.6405 | 31.2365 | 46.6405 | 221.6355 | 350 | 221.6355 | 0
5 | 31 | 7 | 16.8 | 14 | 84 | 232 | 170 | 173 | 84.527 | 24.3756 | 80.473 | 9.6244 | 72.4983 | 158.2118 | 31.3382 | 158.2118 | 751.8222 | 350 | 350 | 401.8222
5 | 31 | 8 | 17.8 | 14.7 | 82 | 407 | 487 | 164 | 96.1936 | 33.8456 | 68.8064 | 0.15435 | 306.635 | 149.9811 | 31.4462 | 456.6161 | 2169.8395 | 350 | 350 | 1819.8395
5 | 31 | 9 | 18.4 | 15 | 81 | 576 | 668 | 150 | 109.5036 | 43.0853 | 55.4964 | 9.0853 | 532.8275 | 137.1778 | 31.5695 | 670.0053 | 3183.865 | 350 | 350 | 2833.865
5 | 31 | 10 | 19.7 | 14.2 | 71 | 720 | 749 | 156 | 125.92 | 51.4873 | 39.08 | 17.4873 | 688.3275 | 142.6649 | 31.7215 | 830.9924 | 3948.8758 | 600 | 600 | 3348.8758
5 | 31 | 11 | 18.5 | 13.6 | 73 | 825 | 818 | 142 | 147.3343 | 58.0298 | 17.6657 | 24.0298 | 806.0656 | 129.8617 | 31.9198 | 935.9273 | 4447.5265 | 600 | 600 | 3847.5265
5 | 31 | 12 | 17.3 | 13.2 | 77 | 882 | 833 | 150 | 174.3053 | 61.1824 | 9.3053 | 27.1824 | 826.6402 | 137.1778 | 32.1695 | 963.818 | 4580.063 | 600 | 600 | 3980.063
5 | 31 | 13 | 17.6 | 13.4 | 76 | 887 | 833 | 151 | 202.5908 | 59.7785 | 37.5908 | 25.7785 | 782.512 | 138.0923 | 32.4314 | 920.6043 | 4374.7118 | 600 | 600 | 3774.7118
5 | 31 | 14 | 18.5 | 13.2 | 71 | 841 | 823 | 143 | 226.3472 | 54.3837 | 61.3472 | 20.3837 | 683.1743 | 130.7762 | 32.6514 | 813.9505 | 3867.8929 | 600 | 600 | 3267.8929
5 | 31 | 15 | 19.1 | 13.7 | 71 | 745 | 793 | 133 | 244.5228 | 46.5693 | 79.5228 | 12.5693 | 532.864 | 121.631 | 32.8197 | 654.495 | 3110.1603 | 600 | 600 | 2510.1603
5 | 31 | 16 | 19.2 | 13.9 | 71 | 609 | 701 | 144 | 258.8581 | 37.5773 | 0 | 3.5773 | 333.5036 | 131.6907 | 32.9524 | 465.1943 | 2210.6032 | 900 | 900 | 1310.6032
5 | 31 | 17 | 17 | 13.1 | 78 | 444 | 589 | 133 | 271.0404 | 28.1498 | 0 | 5.8502 | 150.1276 | 121.631 | 33.0652 | 121.631 | 577.9905 | 900 | 577.9905 | 0
5 | 31 | 18 | 18.3 | 13.6 | 74 | 267 | 387 | 121 | 282.208 | 18.7567 | 0 | 15.2433 | 9.4736 | 110.6568 | 33.1686 | 110.6568 | 525.841 | 900 | 525.841 | 0
5 | 31 | 19 | 14.9 | 12.7 | 86 | 110 | 132 | 81 | 293.1207 | 9.7721 | 0 | 24.2279 | 0 | 74.076 | 33.2696 | 74.076 | 352.0093 | 900 | 352.0093 | 0
5 | 31 | 20 | 14.3 | 12.5 | 89 | 13 | 0 | 13 | 304.3204 | 1.7002 | 0 | 32.2998 | 0 | 11.8887 | 33.3733 | 11.8887 | 56.4953 | 800 | 56.4953 | 0
5 | 31 | 21 | 13.7 | 12.4 | 92 | 0 | 0 | 0 | 316.2022 | -5.8081 | 0 | 0 | 0 | 0 | 33.4834 | 0 | 0 | 700 | 0 | 0
5 | 31 | 22 | 13.1 | 12.2 | 94 | 0 | 0 | 0 | 329.0032 | -11.5956 | 0 | 0 | 0 | 0 | 33.6019 | 0 | 0 | 600 | 0 | 0
5 | 31 | 23 | 12.7 | 12.1 | 96 | 0 | 0 | 0 | 342.7341 | -15.48 | 0 | 0 | 0 | 0 | 33.729 | 0 | 0 | 500 | 0 | 0
5 | 31 | 24 | 12.6 | 12.2 | 97 | 0 | 0 | 0 | 357.113 | -17.1388 | 0 | 0 | 0 | 0 | 33.8622 | 0 | 0 | 400 | 0 | 0
6 | 1 | 1 | 12.5 | 12.2 | 98 | 0 | 0 | 0 | 11.6094 | -16.4098 | 0 | 0 | 0 | 0 | 30.663 | 0 | 0 | 350 | 0 | 0
6 | 1 | 2 | 12.6 | 12.3 | 98 | 0 | 0 | 0 | 25.643 | -13.3657 | 0 | 0 | 0 | 0 | 30.793 | 0 | 0 | 350 | 0 | 0
6 | 1 | 3 | 12.7 | 12.4 | 98 | 0 | 0 | 0 | 38.8197 | -8.2819 | 0 | 0 | 0 | 0 | 30.915 | 0 | 0 | 350 | 0 | 0
6 | 1 | 4 | 12.7 | 12.5 | 99 | 0 | 0 | 0 | 51.0396 | -1.4109 | 0 | 0 | 0 | 0 | 31.0281 | 0 | 0 | 350 | 0 | 0
6 | 1 | 5 | 12.6 | 12.5 | 99 | 10 | 0 | 10 | 62.4604 | 6.4532 | 0 | 27.5468 | 0 | 9.1452 | 31.1339 | 9.1452 | 43.4579 | 350 | 43.4579 | 0
6 | 1 | 6 | 12.5 | 12.5 | 100 | 48 | 0 | 48 | 73.4196 | 15.17 | 0 | 18.83 | 0 | 43.8969 | 31.2354 | 43.8969 | 208.5981 | 350 | 208.5981 | 0
6 | 1 | 7 | 13.4 | 13.2 | 99 | 135 | 18 | 129 | 84.3969 | 24.4519 | 80.6031 | 9.5481 | 7.6729 | 117.9729 | 31.337 | 117.9729 | 560.6073 | 350 | 350 | 210.6073
6 | 1 | 8 | 13.1 | 12.9 | 99 | 119 | 0 | 119 | 96.0512 | 33.9218 | 68.9488 | 0.078169 | 0 | 108.8277 | 31.4449 | 108.8277 | 517.1494 | 350 | 350 | 167.1494
6 | 1 | 9 | 12.9 | 12.9 | 100 | 171 | 1 | 170 | 109.3469 | 43.1667 | 55.6531 | 9.1667 | 0.79728 | 155.4682 | 31.568 | 156.2655 | 742.5735 | 350 | 350 | 392.5735
6 | 1 | 10 | 12 | 12 | 100 | 214 | 3 | 212 | 125.7522 | 51.5808 | 39.2478 | 17.5808 | 2.7559 | 193.878 | 31.7199 | 196.6339 | 934.4043 | 600 | 600 | 334.4043
6 | 1 | 11 | 12.9 | 12.5 | 97 | 497 | 164 | 360 | 147.1777 | 58.1426 | 17.8223 | 24.1426 | 161.5625 | 329.2268 | 31.9183 | 490.7892 | 2332.2304 | 600 | 600 | 1732.2304
6 | 1 | 12 | 14.4 | 13.1 | 92 | 699 | 328 | 410 | 174.213 | 61.3149 | 9.213 | 27.3149 | 325.4541 | 374.9527 | 32.1686 | 700.4068 | 3328.3333 | 600 | 600 | 2728.3333
6 | 1 | 13 | 16.5 | 13.6 | 83 | 880 | 666 | 291 | 202.5934 | 59.9179 | 37.5934 | 25.9179 | 625.6826 | 266.125 | 32.4314 | 891.8076 | 4237.8696 | 600 | 600 | 3637.8696
6 | 1 | 14 | 16.9 | 12.9 | 77 | 836 | 801 | 156 | 226.4088 | 54.5182 | 61.4088 | 20.5182 | 665.1629 | 142.6649 | 32.6519 | 807.8278 | 3838.7978 | 600 | 600 | 3238.7978
6 | 1 | 15 | 17.2 | 12.7 | 75 | 738 | 763 | 148 | 244.6028 | 46.6969 | 79.6028 | 12.6969 | 513.1447 | 135.3488 | 32.8204 | 648.4935 | 3081.6411 | 600 | 600 | 2481.6411
6 | 1 | 16 | 16.9 | 11.4 | 70 | 581 | 563 | 207 | 258.9383 | 37.7006 | 0 | 3.7006 | 268.3244 | 189.3054 | 32.9531 | 457.6298 | 2174.657 | 900 | 900 | 1274.657
6 | 1 | 17 | 14.7 | 10.7 | 77 | 264 | 75 | 224 | 271.1146 | 28.2718 | 0 | 5.7282 | 19.1987 | 204.8522 | 33.0659 | 204.8522 | 973.4577 | 900 | 900 | 73.4577
6 | 1 | 18 | 14.2 | 10.1 | 76 | 157 | 8 | 154 | 282.2742 | 18.8796 | 0 | 15.1204 | 0.20638 | 140.8359 | 33.1692 | 140.8359 | 669.2522 | 900 | 669.2522 | 0
6 | 1 | 19 | 14.1 | 10.2 | 77 | 47 | 0 | 47 | 293.1774 | 9.8972 | 0 | 24.1028 | 0 | 42.9824 | 33.2702 | 42.9824 | 204.2523 | 900 | 204.2523 | 0
6 | 1 | 20 | 13.2 | 9.6 | 79 | 9 | 0 | 9 | 304.366 | 1.8197 | 0 | 32.1803 | 0 | 8.2307 | 33.3738 | 8.2307 | 39.1121 | 800 | 39.1121 | 0
6 | 1 | 21 | 11.8 | 10.6 | 92 | 0 | 0 | 0 | 316.2336 | -5.6728 | 0 | 0 | 0 | 0 | 33.4836 | 0 | 0 | 700 | 0 | 0
6 | 1 | 22 | 11.9 | 10.5 | 91 | 0 | 0 | 0 | 329.0165 | -11.4586 | 0 | 0 | 0 | 0 | 33.602 | 0 | 0 | 600 | 0 | 0
6 | 1 | 23 | 11.4 | 10.3 | 93 | 0 | 0 | 0 | 342.7254 | -15.343 | 0 | 0 | 0 | 0 | 33.7289 | 0 | 0 | 500 | 0 | 0
6 | 1 | 24 | 11.3 | 10.4 | 94 | 0 | 0 | 0 | 357.0802 | -17.0055 | 0 | 0 | 0 | 0 | 33.8619 | 0 | 0 | 400 | 0 | 0
6 | 2 | 1 | 11.4 | 10.5 | 94 | 0 | 0 | 0 | 11.5533 | -16.2841 | 0 | 0 | 0 | 0 | 30.6625 | 0 | 0 | 350 | 0 | 0
6 | 2 | 2 | 11.7 | 10.7 | 93 | 0 | 0 | 0 | 25.5676 | -13.2506 | 0 | 0 | 0 | 0 | 30.7923 | 0 | 0 | 350 | 0 | 0
6 | 2 | 3 | 11.3 | 10.5 | 95 | 0 | 0 | 0 | 38.73 | -8.1784 | 0 | 0 | 0 | 0 | 30.9142 | 0 | 0 | 350 | 0 | 0
6 | 2 | 4 | 11 | 10.2 | 95 | 0 | 0 | 0 | 50.9393 | -1.3069 | 0 | 0 | 0 | 0 | 31.0272 | 0 | 0 | 350 | 0 | 0
6 | 2 | 5 | 10.9 | 10.1 | 95 | 10 | 0 | 10 | 62.3517 | 6.5337 | 0 | 27.4663 | 0 | 9.1452 | 31.1329 | 9.1452 | 43.4579 | 350 | 43.4579 | 0
6 | 2 | 6 | 11.2 | 10.2 | 94 | 80 | 57 | 69 | 73.3026 | 15.2444 | 0 | 18.7556 | 11.5142 | 63.1018 | 31.2343 | 63.1018 | 299.8597 | 350 | 299.8597 | 0
6 | 2 | 7 | 11.8 | 10.1 | 89 | 224 | 267 | 132 | 84.2704 | 24.5224 | 80.7296 | 9.4776 | 113.7547 | 120.7165 | 31.3358 | 120.7165 | 573.6447 | 350 | 350 | 223.6447
6 | 2 | 8 | 12.4 | 10.5 | 88 | 396 | 434 | 179 | 95.9126 | 33.9922 | 69.0874 | 0.0078231 | 272.9813 | 163.6989 | 31.4436 | 436.6802 | 2075.1043 | 350 | 350 | 1725.1043
6 | 2 | 9 | 13.1 | 10.8 | 86 | 346 | 107 | 278 | 109.1939 | 43.2421 | 55.8061 | 9.2421 | 85.2672 | 254.2362 | 31.5666 | 339.5034 | 1613.3201 | 350 | 350 | 1263.3201
6 | 2 | 10 | 14.5 | 10.7 | 78 | 650 | 464 | 300 | 125.5875 | 51.6679 | 39.4125 | 17.6679 | 426.0792 | 274.3556 | 31.7184 | 700.4349 | 3328.4666 | 600 | 600 | 2728.4666
6 | 2 | 11 | 15.2 | 10.7 | 74 | 822 | 706 | 230 | 147.0223 | 58.2487 | 17.9777 | 24.2487 | 695.3132 | 210.3393 | 31.9169 | 905.6525 | 4303.6606 | 600 | 600 | 3703.6606
6 | 2 | 12 | 15.4 | 10.3 | 72 | 872 | 770 | 193 | 174.1178 | 61.4407 | 9.1178 | 27.4407 | 763.9301 | 176.5021 | 32.1678 | 940.4322 | 4468.9339 | 600 | 600 | 3868.9339
6 | 2 | 13 | 15.6 | 9.9 | 69 | 879 | 773 | 193 | 202.5899 | 60.0515 | 37.5899 | 26.0515 | 726.2692 | 176.5021 | 32.4314 | 902.7714 | 4289.9695 | 600 | 600 | 3689.9695
6 | 2 | 14 | 15 | 9.9 | 72 | 670 | 331 | 388 | 226.4631 | 54.6478 | 61.4631 | 20.6478 | 274.9747 | 354.8333 | 32.6524 | 629.808 | 2992.8477 | 600 | 600 | 2392.8477
6 | 2 | 15 | 15.1 | 9.9 | 71 | 593 | 316 | 348 | 244.6758 | 46.8203 | 79.6758 | 12.8203 | 212.7061 | 318.2525 | 32.8211 | 530.9586 | 2523.1154 | 600 | 600 | 1923.1154
6 | 2 | 16 | 15.2 | 10.3 | 73 | 549 | 461 | 242 | 259.012 | 37.82 | 0 | 3.82 | 220.1023 | 221.3135 | 32.9538 | 441.4159 | 2097.6082 | 900 | 900 | 1197.6082
6 | 2 | 17 | 14.9 | 10.1 | 73 | 349 | 209 | 238 | 271.1828 | 28.3899 | 0 | 5.6101 | 53.729 | 217.6555 | 33.0665 | 217.6555 | 1034.2988 | 900 | 900 | 134.2988
6 | 2 | 18 | 13.7 | 10 | 78 | 158 | 57 | 136 | 282.3348 | 18.9987 | 0 | 15.0013 | 1.5448 | 124.3746 | 33.1698 | 124.3746 | 591.0279 | 900 | 591.0279 | 0
6 | 2 | 19 | 13.6 | 11.2 | 85 | 32 | 0 | 32 | 293.2291 | 10.0182 | 0 | 23.9818 | 0 | 29.2646 | 33.2706 | 29.2646 | 139.0654 | 900 | 139.0654 | 0
6 | 2 | 20 | 13.3 | 11.4 | 88 | 5 | 0 | 5 | 304.4067 | 1.9355 | 0 | 32.0645 | 0 | 4.5726 | 33.3741 | 4.5726 | 21.729 | 800 | 21.729 | 0
6 | 2 | 21 | 13.1 | 11.2 | 88 | 0 | 0 | 0 | 316.2606 | -5.5425 | 0 | 0 | 0 | 0 | 33.4839 | 0 | 0 | 700 | 0 | 0
6 | 2 | 22 | 12.5 | 10.8 | 89 | 0 | 0 | 0 | 329.0262 | -11.3271 | 0 | 0 | 0 | 0 | 33.6021 | 0 | 0 | 600 | 0 | 0
6 | 2 | 23 | 12.1 | 10.7 | 91 | 0 | 0 | 0 | 342.714 | -15.2121 | 0 | 0 | 0 | 0 | 33.7288 | 0 | 0 | 500 | 0 | 0
6 | 2 | 24 | 11.8 | 10.9 | 94 | 0 | 0 | 0 | 357.0456 | -16.8786 | 0 | 0 | 0 | 0 | 33.8615 | 0 | 0 | 400 | 0 | 0
6 | 3 | 1 | 11.9 | 11.1 | 95 | 0 | 0 | 0 | 11.4968 | -16.165 | 0 | 0 | 0 | 0 | 30.662 | 0 | 0 | 350 | 0 | 0
6 | 3 | 2 | 12.1 | 11.1 | 94 | 0 | 0 | 0 | 25.4929 | -13.142 | 0 | 0 | 0 | 0 | 30.7916 | 0 | 0 | 350 | 0 | 0
6 | 3 | 3 | 11.9 | 11.1 | 95 | 0 | 0 | 0 | 38.6417 | -8.0812 | 0 | 0 | 0 | 0 | 30.9133 | 0 | 0 | 350 | 0 | 0
6 | 3 | 4 | 11.7 | 11.3 | 97 | 0 | 0 | 0 | 50.8413 | -1.2085 | 0 | 0 | 0 | 0 | 31.0263 | 0 | 0 | 350 | 0 | 0
6 | 3 | 5 | 12.1 | 11.7 | 97 | 6 | 0 | 6 | 62.2458 | 6.6084 | 0 | 27.3916 | 0 | 5.4871 | 31.1319 | 5.4871 | 26.0748 | 350 | 26.0748 | 0
6 | 3 | 6 | 12.7 | 12.1 | 96 | 49 | 0 | 49 | 73.1889 | 15.313 | 0 | 18.687 | 0 | 44.8114 | 31.2332 | 44.8114 | 212.9439 | 350 | 212.9439 | 0
6 | 3 | 7 | 14.3 | 12.6 | 90 | 179 | 107 | 142 | 84.1474 | 24.5871 | 80.8526 | 9.4129 | 45.5584 | 129.8617 | 31.3347 | 129.8617 | 617.1026 | 350 | 350 | 267.1026
6 | 3 | 8 | 14.7 | 11.8 | 83 | 243 | 61 | 212 | 95.7778 | 34.0567 | 69.2222 | 0.05671 | 38.3458 | 193.878 | 31.4424 | 232.2237 | 1103.5272 | 350 | 350 | 753.5272
6 | 3 | 9 | 14.7 | 11.4 | 81 | 456 | 248 | 297 | 109.0449 | 43.3114 | 55.9551 | 9.3114 | 197.5278 | 271.6121 | 31.5652 | 469.1399 | 2229.3526 | 350 | 350 | 1879.3526
6 | 3 | 10 | 17.9 | 12.2 | 69 | 691 | 587 | 248 | 125.4262 | 51.7487 | 39.5738 | 17.7487 | 538.8077 | 226.8007 | 31.7169 | 765.6084 | 3638.1709 | 600 | 600 | 3038.1709
6 | 3 | 11 | 17.7 | 12.9 | 73 | 792 | 695 | 209 | 146.8681 | 58.3482 | 18.1319 | 24.3482 | 684.2892 | 191.1344 | 31.9154 | 875.4236 | 4160.013 | 600 | 600 | 3560.013
6 | 3 | 12 | 19.5 | 14.4 | 72 | 699 | 326 | 412 | 174.02 | 61.5599 | 9.02 | 27.5599 | 323.3927 | 376.7817 | 32.1669 | 700.1744 | 3327.2289 | 600 | 600 | 2727.2289
6 | 3 | 13 | 20.7 | 14.8 | 69 | 801 | 511 | 348 | 202.5803 | 60.1792 | 37.5803 | 26.1792 | 480.1555 | 318.2525 | 32.4313 | 798.4081 | 3794.0351 | 600 | 600 | 3194.0351
6 | 3 | 14 | 21.4 | 13.7 | 61 | 667 | 322 | 393 | 226.5102 | 54.7724 | 61.5102 | 20.7724 | 267.6058 | 359.4059 | 32.6529 | 627.0117 | 2979.5594 | 600 | 600 | 2379.5594
6 | 3 | 15 | 21.6 | 13.5 | 60 | 591 | 272 | 380 | 244.7417 | 46.9393 | 79.7417 | 12.9393 | 183.2502 | 347.5171 | 32.8217 | 530.7673 | 2522.2062 | 600 | 600 | 1922.2062
6 | 3 | 16 | 21.5 | 12.6 | 57 | 367 | 85 | 310 | 259.0792 | 37.9354 | 0 | 3.9354 | 40.6552 | 283.5008 | 32.9544 | 324.156 | 1540.3895 | 900 | 900 | 640.3895
6 | 3 | 17 | 21.5 | 11.5 | 53 | 266 | 43 | 243 | 271.2451 | 28.5042 | 0 | 5.4958 | 11.1012 | 222.2281 | 33.0671 | 222.2281 | 1056.0278 | 900 | 900 | 156.0278
6 | 3 | 18 | 17.3 | 12.1 | 71 | 159 | 19 | 152 | 282.3899 | 19.1138 | 0 | 14.8862 | 0.5395 | 139.0069 | 33.1703 | 139.0069 | 660.5606 | 900 | 660.5606 | 0
6 | 3 | 19 | 16.7 | 12.6 | 77 | 65 | 0 | 65 | 293.2755 | 10.135 | 0 | 23.865 | 0 | 59.4437 | 33.2711 | 59.4437 | 282.4766 | 900 | 282.4766 | 0
6 | 3 | 20 | 15.1 | 12.1 | 82 | 14 | 0 | 14 | 304.4427 | 2.0476 | 0 | 31.9524 | 0 | 12.8033 | 33.3745 | 12.8033 | 60.8411 | 800 | 60.8411 | 0
6 | 3 | 21 | 14.3 | 11.8 | 85 | 0 | 0 | 0 | 316.2834 | -5.4173 | 0 | 0 | 0 | 0 | 33.4841 | 0 | 0 | 700 | 0 | 0
6 | 3 | 22 | 14.2 | 11.8 | 85 | 0 | 0 | 0 | 329.0322 | -11.2012 | 0 | 0 | 0 | 0 | 33.6022 | 0 | 0 | 600 | 0 | 0
6 | 3 | 23 | 13 | 11.7 | 92 | 0 | 0 | 0 | 342.6998 | -15.0872 | 0 | 0 | 0 | 0 | 33.7287 | 0 | 0 | 500 | 0 | 0
6 | 3 | 24 | 13.6 | 12.8 | 95 | 0 | 0 | 0 | 357.0095 | -16.7582 | 0 | 0 | 0 | 0 | 33.8612 | 0 | 0 | 400 | 0 | 0
6 | 4 | 1 | 13.7 | 13 | 96 | 0 | 0 | 0 | 11.4399 | -16.0525 | 0 | 0 | 0 | 0 | 30.6615 | 0 | 0 | 350 | 0 | 0
6 | 4 | 2 | 13.2 | 12.7 | 97 | 0 | 0 | 0 | 25.4189 | -13.04 | 0 | 0 | 0 | 0 | 30.7909 | 0 | 0 | 350 | 0 | 0
6 | 4 | 3 | 12.8 | 12.4 | 97 | 0 | 0 | 0 | 38.5552 | -7.9905 | 0 | 0 | 0 | 0 | 30.9125 | 0 | 0 | 350 | 0 | 0
6 | 4 | 4 | 12.3 | 11.9 | 97 | 0 | 0 | 0 | 50.7456 | -1.1158 | 0 | 0 | 0 | 0 | 31.0254 | 0 | 0 | 350 | 0 | 0
6 | 4 | 5 | 12.2 | 11.8 | 97 | 10 | 0 | 10 | 62.1428 | 6.6772 | 0 | 27.3228 | 0 | 9.1452 | 31.131 | 9.1452 | 43.4579 | 350 | 43.4579 | 0
6 | 4 | 6 | 13.2 | 12.6 | 96 | 79 | 59 | 67 | 73.0786 | 15.3758 | 0 | 18.6242 | 11.9026 | 61.2728 | 31.2322 | 61.2728 | 291.1681 | 350 | 291.1681 | 0
6 | 4 | 7 | 14.7 | 12.9 | 89 | 180 | 66 | 157 | 84.0281 | 24.6461 | 80.9719 | 9.3539 | 28.0812 | 143.5794 | 31.3336 | 143.5794 | 682.2895 | 350 | 350 | 332.2895
6 | 4 | 8 | 15.9 | 13.7 | 87 | 242 | 60 | 212 | 95.647 | 34.1155 | 69.353 | 0.11546 | 37.6932 | 193.878 | 31.4412 | 231.5712 | 1100.4265 | 350 | 350 | 750.4265
6 | 4 | 9 | 16.6 | 14.2 | 86 | 346 | 82 | 293 | 108.9 | 43.3747 | 56.1 | 9.3747 | 65.2769 | 267.954 | 31.5639 | 333.2309 | 1583.5131 | 350 | 350 | 1233.5131
6 | 4 | 10 | 16.3 | 13.8 | 85 | 433 | 93 | 363 | 125.2685 | 51.8232 | 39.7315 | 17.8232 | 85.3294 | 331.9703 | 31.7154 | 417.2997 | 1983.008 | 600 | 600 | 1383.008
6 | 4 | 11 | 18.3 | 14.5 | 78 | 497 | 115 | 400 | 146.7154 | 58.4409 | 18.2846 | 24.4409 | 113.1963 | 365.8075 | 31.914 | 479.0038 | 2276.2262 | 600 | 600 | 1676.2262
6 | 4 | 12 | 18.1 | 14.7 | 81 | 532 | 117 | 428 | 173.9198 | 61.6725 | 8.9198 | 27.6725 | 116.0516 | 391.414 | 32.1659 | 507.4657 | 2411.4768 | 600 | 600 | 1811.4768
6 | 4 | 13 | 18.7 | 14.8 | 78 | 535 | 117 | 431 | 202.5647 | 60.3009 | 37.5647 | 26.3009 | 109.9498 | 394.1576 | 32.4312 | 504.1074 | 2395.5184 | 600 | 600 | 1795.5184
6 | 4 | 14 | 17.2 | 13.3 | 78 | 508 | 117 | 409 | 226.55 | 54.892 | 61.55 | 20.892 | 97.276 | 374.0382 | 32.6532 | 471.3142 | 2239.685 | 600 | 600 | 1639.685
6 | 4 | 15 | 16.7 | 11.9 | 73 | 451 | 113 | 363 | 244.8006 | 47.054 | 79.8006 | 13.054 | 76.1976 | 331.9703 | 32.8222 | 408.1679 | 1939.614 | 600 | 600 | 1339.614
6 | 4 | 16 | 18.5 | 13.4 | 72 | 600 | 514 | 256 | 259.1398 | 38.0469 | 0 | 4.0469 | 246.2834 | 234.1168 | 32.955 | 480.4002 | 2282.8617 | 900 | 900 | 1382.8617
6 | 4 | 17 | 17.7 | 13.3 | 75 | 435 | 518 | 158 | 271.3013 | 28.6147 | 0 | 5.3853 | 134.2924 | 144.494 | 33.0676 | 144.494 | 686.6353 | 900 | 686.6353 | 0
6 | 4 | 18 | 17.5 | 12.7 | 73 | 239 | 220 | 155 | 282.4394 | 19.225 | 0 | 14.775 | 6.528 | 141.7504 | 33.1707 | 141.7504 | 673.598 | 900 | 673.598 | 0
6 | 4 | 19 | 17.3 | 11.7 | 70 | 108 | 102 | 85 | 293.3168 | 10.2476 | 0 | 23.7524 | 0 | 77.7341 | 33.2715 | 77.7341 | 369.3924 | 900 | 369.3924 | 0
6 | 4 | 20 | 16 | 9 | 63 | 17 | 0 | 17 | 304.474 | 2.1556 | 0 | 31.8444 | 0 | 15.5468 | 33.3748 | 15.5468 | 73.8785 | 800 | 73.8785 | 0
6 | 4 | 21 | 15.1 | 8 | 63 | 0 | 0 | 0 | 316.302 | -5.2973 | 0 | 0 | 0 | 0 | 33.4843 | 0 | 0 | 700 | 0 | 0
6 | 4 | 22 | 15 | 7.6 | 61 | 0 | 0 | 0 | 329.0347 | -11.081 | 0 | 0 | 0 | 0 | 33.6022 | 0 | 0 | 600 | 0 | 0
6 | 4 | 23 | 14.7 | 7.6 | 62 | 0 | 0 | 0 | 342.683 | -14.9685 | 0 | 0 | 0 | 0 | 33.7285 | 0 | 0 | 500 | 0 | 0
6 | 4 | 24 | 15.2 | 7.4 | 60 | 0 | 0 | 0 | 356.9719 | -16.6442 | 0 | 0 | 0 | 0 | 33.8609 | 0 | 0 | 400 | 0 | 0
6 | 5 | 1 | 12.7 | 11 | 89 | 0 | 0 | 0 | 11.3827 | -15.9466 | 0 | 0 | 0 | 0 | 30.661 | 0 | 0 | 350 | 0 | 0
6 | 5 | 2 | 12.7 | 12.5 | 99 | 0 | 0 | 0 | 25.3457 | -12.9447 | 0 | 0 | 0 | 0 | 30.7902 | 0 | 0 | 350 | 0 | 0
6 | 5 | 3 | 13.7 | 12.8 | 94 | 0 | 0 | 0 | 38.4703 | -7.9063 | 0 | 0 | 0 | 0 | 30.9118 | 0 | 0 | 350 | 0 | 0
6 | 5 | 4 | 13.9 | 11.6 | 86 | 0 | 0 | 0 | 50.6524 | -1.0289 | 0 | 0 | 0 | 0 | 31.0246 | 0 | 0 | 350 | 0 | 0
6 | 5 | 5 | 13.2 | 10.1 | 81 | 9 | 0 | 9 | 62.0427 | 6.7401 | 0 | 27.2599 | 0 | 8.2307 | 31.13 | 8.2307 | 39.1121 | 350 | 39.1121 | 0
6 | 5 | 6 | 13.5 | 11.6 | 88 | 50 | 0 | 50 | 72.9716 | 15.4328 | 0 | 18.5672 | 0 | 45.7259 | 31.2312 | 45.7259 | 217.2897 | 350 | 217.2897 | 0
6 | 5 | 7 | 14.3 | 12.5 | 89 | 137 | 18 | 131 | 83.9127 | 24.6993 | 81.0873 | 9.3007 | 7.6523 | 119.802 | 31.3325 | 119.802 | 569.2989 | 350 | 350 | 219.2989
6 | 5 | 8 | 15.1 | 13.2 | 88 | 243 | 60 | 213 | 95.5204 | 34.1684 | 69.4796 | 0.16845 | 37.6677 | 194.7925 | 31.44 | 232.4602 | 1104.6511 | 350 | 350 | 754.6511
6 | 5 | 9 | 16.2 | 14.1 | 87 | 346 | 82 | 293 | 108.7593 | 43.4321 | 56.2407 | 9.4321 | 65.2408 | 267.954 | 31.5626 | 333.1948 | 1583.3419 | 350 | 350 | 1233.3419
6 | 5 | 10 | 18.1 | 15 | 82 | 433 | 92 | 363 | 125.1146 | 51.8914 | 39.8854 | 17.8914 | 84.3762 | 331.9703 | 31.714 | 416.3466 | 1978.4789 | 600 | 600 | 1378.4789
6 | 5 | 11 | 18.9 | 15.4 | 80 | 653 | 309 | 394 | 146.5645 | 58.527 | 18.4355 | 24.527 | 304.0698 | 360.3204 | 31.9126 | 664.3902 | 3157.1821 | 600 | 600 | 2557.1821
6 | 5 | 12 | 20.3 | 16.3 | 78 | 875 | 655 | 296 | 173.8172 | 61.7784 | 8.8172 | 27.7784 | 649.6249 | 270.6976 | 32.165 | 920.3225 | 4373.3723 | 600 | 600 | 3773.3723
6 | 5 | 13 | 21.5 | 17.3 | 77 | 881 | 851 | 124 | 202.5432 | 60.4167 | 37.5432 | 26.4167 | 799.8169 | 113.4003 | 32.431 | 913.2173 | 4339.6084 | 600 | 600 | 3739.6084
6 | 5 | 14 | 19.9 | 15.6 | 76 | 837 | 790 | 163 | 226.5826 | 55.0065 | 61.5826 | 21.0065 | 657.1017 | 149.0666 | 32.6535 | 806.1682 | 3830.9115 | 600 | 600 | 3230.9115
6 | 5 | 15 | 17.2 | 14.1 | 82 | 744 | 762 | 150 | 244.8522 | 47.1643 | 79.8522 | 13.1643 | 514.292 | 137.1778 | 32.8227 | 651.4698 | 3095.7846 | 600 | 600 | 2495.7846
6 | 5 | 16 | 16.6 | 13.8 | 84 | 607 | 668 | 159 | 259.1938 | 38.1542 | 0 | 4.1542 | 320.6442 | 145.4085 | 32.9555 | 466.0527 | 2214.6824 | 900 | 900 | 1314.6824
6 | 5 | 17 | 16.2 | 13.3 | 83 | 267 | 60 | 235 | 271.3515 | 28.7211 | 0 | 5.2789 | 15.6198 | 214.9119 | 33.0681 | 214.9119 | 1021.2614 | 900 | 900 | 121.2614
6 | 5 | 18 | 15.3 | 12 | 81 | 161 | 19 | 154 | 282.4834 | 19.332 | 0 | 14.668 | 0.58775 | 140.8359 | 33.1711 | 140.8359 | 669.2522 | 900 | 669.2522 | 0
6 | 5 | 19 | 14.2 | 11.7 | 85 | 67 | 0 | 67 | 293.353 | 10.356 | 0 | 23.644 | 0 | 61.2728 | 33.2718 | 61.2728 | 291.1681 | 900 | 291.1681 | 0
6 | 5 | 20 | 13.7 | 11.7 | 88 | 18 | 0 | 18 | 304.5005 | 2.2596 | 0 | 31.7404 | 0 | 16.4613 | 33.375 | 16.4613 | 78.2243 | 800 | 78.2243 | 0
6 | 5 | 21 | 13.5 | 11.5 | 88 | 0 | 0 | 0 | 316.3163 | -5.1825 | 0 | 0 | 0 | 0 | 33.4844 | 0 | 0 | 700 | 0 | 0
6 | 5 | 22 | 12.9 | 11.4 | 91 | 0 | 0 | 0 | 329.0337 | -10.9666 | 0 | 0 | 0 | 0 | 33.6022 | 0 | 0 | 600 | 0 | 0
6 | 5 | 23 | 12.4 | 11.3 | 93 | 0 | 0 | 0 | 342.6637 | -14.856 | 0 | 0 | 0 | 0 | 33.7284 | 0 | 0 | 500 | 0 | 0
6 | 5 | 24 | 12.2 | 11.6 | 96 | 0 | 0 | 0 | 356.9329 | -16.5367 | 0 | 0 | 0 | 0 | 33.8605 | 0 | 0 | 400 | 0 | 0
6 | 6 | 1 | 12.1 | 11.2 | 94 | 0 | 0 | 0 | 11.3253 | -15.8474 | 0 | 0 | 0 | 0 | 30.6604 | 0 | 0 | 350 | 0 | 0
6 | 6 | 2 | 12.1 | 11.5 | 96 | 0 | 0 | 0 | 25.2734 | -12.8559 | 0 | 0 | 0 | 0 | 30.7896 | 0 | 0 | 350 | 0 | 0
6 | 6 | 3 | 11.7 | 11.1 | 96 | 0 | 0 | 0 | 38.3873 | -7.8285 | 0 | 0 | 0 | 0 | 30.911 | 0 | 0 | 350 | 0 | 0
6 | 6 | 4 | 11.6 | 10.9 | 95 | 0 | 0 | 0 | 50.5617 | -0.94791 | 0 | 0 | 0 | 0 | 31.0237 | 0 | 0 | 350 | 0 | 0
6 | 6 | 5 | 11.4 | 10.8 | 96 | 3 | 0 | 3 | 61.9457 | 6.7972 | 0 | 27.2028 | 0 | 2.7436 | 31.1291 | 2.7436 | 13.0374 | 350 | 13.0374 | 0
6 | 6 | 6 | 11.6 | 10.8 | 95 | 25 | 0 | 25 | 72.8681 | 15.4841 | 0 | 18.5159 | 0 | 22.863 | 31.2303 | 22.863 | 108.6448 | 350 | 108.6448 | 0
6 | 6 | 7 | 12.1 | 11.2 | 94 | 138 | 19 | 131 | 83.8011 | 24.7469 | 81.1989 | 9.2531 | 8.0702 | 119.802 | 31.3315 | 119.802 | 569.2989 | 350 | 350 | 219.2989
6 | 6 | 8 | 12.4 | 11.5 | 94 | 121 | 0 | 121 | 95.398 | 34.2157 | 69.602 | 0.21571 | 0 | 110.6568 | 31.4389 | 110.6568 | 525.841 | 350 | 350 | 175.841
6 | 6 | 9 | 13.2 | 11.7 | 91 | 172 | 1 | 172 | 108.6231 | 43.4836 | 56.3769 | 9.4836 | 0.79517 | 157.2972 | 31.5613 | 158.0924 | 751.2551 | 350 | 350 | 401.2551
6 | 6 | 10 | 13.3 | 11.8 | 91 | 216 | 3 | 213 | 124.9647 | 51.9532 | 40.0353 | 17.9532 | 2.7502 | 194.7925 | 31.7126 | 197.5427 | 938.723 | 600 | 600 | 338.723
6 | 6 | 11 | 14.5 | 12.7 | 89 | 499 | 164 | 362 | 146.4156 | 58.6063 | 18.5844 | 24.6063 | 161.3393 | 331.0558 | 31.9113 | 492.3951 | 2339.8615 | 600 | 600 | 1739.8615
6 | 6 | 12 | 14.9 | 12.7 | 87 | 534 | 118 | 429 | 173.7126 | 61.8776 | 8.7126 | 27.8776 | 117.0208 | 392.3286 | 32.164 | 509.3493 | 2420.428 | 600 | 600 | 1820.428
6 | 6 | 13 | 15.2 | 12.8 | 86 | 538 | 119 | 432 | 202.5157 | 60.5264 | 37.5157 | 26.5264 | 111.8576 | 395.0721 | 32.4307 | 506.9297 | 2408.9298 | 600 | 600 | 1808.9298
6 | 6 | 14 | 16.2 | 13.4 | 83 | 670 | 322 | 395 | 226.6078 | 55.1158 | 61.6078 | 21.1158 | 267.9491 | 361.2349 | 32.6538 | 629.184 | 2989.8824 | 600 | 600 | 2389.8824
6 | 6 | 15 | 16.5 | 13.7 | 84 | 452 | 157 | 329 | 244.8968 | 47.2701 | 79.8968 | 13.2701 | 106.0597 | 300.8767 | 32.8231 | 406.9364 | 1933.7618 | 600 | 600 | 1333.7618
6 | 6 | 16 | 15.8 | 13.3 | 85 | 369 | 86 | 312 | 259.2413 | 38.2575 | 0 | 4.2575 | 41.3542 | 285.3299 | 32.9559 | 326.6841 | 1552.4027 | 900 | 900 | 652.4027
6 | 6 | 17 | 16.5 | 14 | 85 | 268 | 42 | 245 | 271.3957 | 28.8235 | 0 | 5.1765 | 10.9789 | 224.0571 | 33.0685 | 224.0571 | 1064.7194 | 900 | 900 | 164.7194
6 | 6 | 18 | 16.2 | 13.9 | 86 | 234 | 196 | 158 | 282.5218 | 19.435 | 0 | 14.565 | 6.3071 | 144.494 | 33.1715 | 144.494 | 686.6353 | 900 | 686.6353 | 0
6 | 6 | 19 | 15.8 | 13.8 | 88 | 109 | 93 | 88 | 293.3842 | 10.4599 | 0 | 23.5401 | 0 | 80.4777 | 33.2721 | 80.4777 | 382.4298 | 900 | 382.4298 | 0
6 | 6 | 20 | 15.5 | 13.6 | 88 | 18 | 0 | 18 | 304.5225 | 2.3594 | 0 | 31.6406 | 0 | 16.4613 | 33.3752 | 16.4613 | 78.2243 | 800 | 78.2243 | 0
6 | 6 | 21 | 15.7 | 13.9 | 89 | 0 | 0 | 0 | 316.3265 | -5.0729 | 0 | 0 | 0 | 0 | 33.4845 | 0 | 0 | 700 | 0 | 0
6 | 6 | 22 | 15.5 | 14.1 | 91 | 0 | 0 | 0 | 329.0292 | -10.8579 | 0 | 0 | 0 | 0 | 33.6021 | 0 | 0 | 600 | 0 | 0
6 | 6 | 23 | 15.6 | 14.5 | 93 | 0 | 0 | 0 | 342.6418 | -14.7497 | 0 | 0 | 0 | 0 | 33.7282 | 0 | 0 | 500 | 0 | 0
6 | 6 | 24 | 16.1 | 15.1 | 94 | 0 | 0 | 0 | 356.8925 | -16.4358 | 0 | 0 | 0 | 0 | 33.8601 | 0 | 0 | 400 | 0 | 0
6 | 7 | 1 | 16.8 | 15.8 | 94 | 0 | 0 | 0 | 11.2677 | -15.7549 | 0 | 0 | 0 | 0 | 30.6599 | 0 | 0 | 350 | 0 | 0
6 | 7 | 2 | 16.9 | 16.2 | 96 | 0 | 0 | 0 | 25.2021 | -12.7738 | 0 | 0 | 0 | 0 | 30.7889 | 0 | 0 | 350 | 0 | 0
6 | 7 | 3 | 16.9 | 16.2 | 96 | 0 | 0 | 0 | 38.3061 | -7.7571 | 0 | 0 | 0 | 0 | 30.9102 | 0 | 0 | 350 | 0 | 0
6 | 7 | 4 | 17.6 | 16.8 | 95 | 0 | 0 | 0 | 50.4735 | -0.87301 | 0 | 0 | 0 | 0 | 31.0229 | 0 | 0 | 350 | 0 | 0
6 | 7 | 5 | 17.5 | 17 | 97 | 9 | 0 | 9 | 61.8519 | 6.8484 | 0 | 27.1516 | 0 | 8.2307 | 31.1283 | 8.2307 | 39.1121 | 350 | 39.1121 | 0
6 | 7 | 6 | 15.9 | 14.8 | 93 | 50 | 0 | 50 | 72.7683 | 15.5296 | 0 | 18.4704 | 0 | 45.7259 | 31.2293 | 45.7259 | 217.2897 | 350 | 217.2897 | 0
6 | 7 | 7 | 15.8 | 14.9 | 94 | 206 | 179 | 143 | 83.6936 | 24.7888 | 81.3064 | 9.2112 | 75.955 | 130.7762 | 31.3305 | 130.7762 | 621.4484 | 350 | 350 | 271.4484
6 | 7 | 8 | 16.7 | 15.8 | 94 | 364 | 315 | 205 | 95.2801 | 34.2573 | 69.7199 | 0.25729 | 197.4642 | 187.4764 | 31.4378 | 384.9406 | 1829.2376 | 350 | 350 | 1479.2376
6 | 7 | 9 | 20.2 | 18 | 87 | 563 | 600 | 177 | 108.4915 | 43.5292 | 56.5085 | 9.5292 | 476.8192 | 161.8698 | 31.5601 | 638.689 | 3035.0501 | 350 | 350 | 2685.0501
6 | 7 | 10 | 21 | 18.4 | 85 | 432 | 109 | 349 | 124.819 | 52.0088 | 40.181 | 18.0088 | 99.8817 | 319.1671 | 31.7113 | 419.0487 | 1991.3195 | 600 | 600 | 1391.3195
6 | 7 | 11 | 22.9 | 19.5 | 81 | 651 | 322 | 379 | 146.269 | 58.6789 | 18.731 | 24.6789 | 316.6907 | 346.6026 | 31.9099 | 663.2933 | 3151.9697 | 600 | 600 | 2551.9697
6 | 7 | 12 | 23.6 | 20.5 | 83 | 529 | 126 | 417 | 173.6062 | 61.9699 | 8.6062 | 27.9699 | 124.9438 | 381.3543 | 32.163 | 506.2982 | 2405.9289 | 600 | 600 | 1805.9289
6 | 7 | 13 | 24.6 | 20.8 | 79 | 532 | 77 | 463 | 202.4823 | 60.63 | 37.4823 | 26.63 | 72.3888 | 423.4222 | 32.4304 | 495.811 | 2356.0939 | 600 | 600 | 1756.0939
6 | 7 | 14 | 25.8 | 19.3 | 67 | 827 | 685 | 241 | 226.6258 | 55.2199 | 61.6258 | 21.2199 | 570.2733 | 220.399 | 32.6539 | 790.6724 | 3757.2751 | 600 | 600 | 3157.2751
6 | 7 | 15 | 24.6 | 18.2 | 68 | 673 | 531 | 258 | 244.9342 | 47.3713 | 79.9342 | 13.3713 | 359.0419 | 235.9458 | 32.8235 | 594.9878 | 2827.3818 | 600 | 600 | 2227.3818
6 | 7 | 16 | 23.5 | 18.2 | 72 | 550 | 502 | 212 | 259.2822 | 38.3565 | 0 | 4.3565 | 241.8233 | 193.878 | 32.9563 | 435.7013 | 2070.4525 | 900 | 900 | 1170.4525
6 | 7 | 17 | 21 | 17.1 | 78 | 268 | 83 | 223 | 271.4339 | 28.9218 | 0 | 5.0782 | 21.7846 | 203.9377 | 33.0688 | 203.9377 | 969.1119 | 900 | 900 | 69.1119
6 | 7 | 18 | 22.2 | 17.5 | 75 | 162 | 42 | 146 | 282.5548 | 19.5337 | 0 | 14.4663 | 1.403 | 133.5197 | 33.1718 | 133.5197 | 634.4858 | 900 | 634.4858 | 0
6 | 7 | 19 | 22 | 18 | 78 | 68 | 0 | 68 | 293.4102 | 10.5594 | 0 | 23.4406 | 0 | 62.1873 | 33.2723 | 62.1873 | 295.5139 | 900 | 295.5139 | 0
6 | 7 | 20 | 21 | 16.8 | 77 | 17 | 0 | 17 | 304.5398 | 2.4548 | 0 | 31.5452 | 0 | 15.5468 | 33.3754 | 15.5468 | 73.8785 | 800 | 73.8785 | 0
6 | 7 | 21 | 15.3 | 14.1 | 93 | 0 | 0 | 0 | 316.3327 | -4.9688 | 0 | 0 | 0 | 0 | 33.4846 | 0 | 0 | 700 | 0 | 0
6 | 7 | 22 | 13.4 | 13.2 | 99 | 0 | 0 | 0 | 329.0214 | -10.7552 | 0 | 0 | 0 | 0 | 33.602 | 0 | 0 | 600 | 0 | 0
6 | 7 | 23 | 12.8 | 12.8 | 100 | 0 | 0 | 0 | 342.6175 | -14.6497 | 0 | 0 | 0 | 0 | 33.7279 | 0 | 0 | 500 | 0 | 0
6 | 7 | 24 | 12.3 | 12.3 | 100 | 0 | 0 | 0 | 356.8508 | -16.3415 | 0 | 0 | 0 | 0 | 33.8597 | 0 | 0 | 400 | 0 | 0
6 | 8 | 1 | 12.6 | 12.6 | 100 | 0 | 0 | 0 | 11.21 | -15.6691 | 0 | 0 | 0 | 0 | 30.6594 | 0 | 0 | 350 | 0 | 0
6 | 8 | 2 | 12.6 | 12.6 | 100 | 0 | 0 | 0 | 25.1318 | -12.6983 | 0 | 0 | 0 | 0 | 30.7883 | 0 | 0 | 350 | 0 | 0
6 | 8 | 3 | 12.4 | 12.4 | 100 | 0 | 0 | 0 | 38.2268 | -7.6923 | 0 | 0 | 0 | 0 | 30.9095 | 0 | 0 | 350 | 0 | 0
6 | 8 | 4 | 12.5 | 12.5 | 100 | 0 | 0 | 0 | 50.388 | -0.8044 | 0 | 0 | 0 | 0 | 31.0221 | 0 | 0 | 350 | 0 | 0
6 | 8 | 5 | 12.1 | 12.1 | 100 | 3 | 0 | 3 | 61.7612 | 6.8939 | 0 | 27.1061 | 0 | 2.7436 | 31.1274 | 2.7436 | 13.0374 | 350 | 13.0374 | 0
6 | 8 | 6 | 11.8 | 11.8 | 100 | 25 | 0 | 25 | 72.6721 | 15.5694 | 0 | 18.4306 | 0 | 22.863 | 31.2284 | 22.863 | 108.6448 | 350 | 108.6448 | 0
6 | 8 | 7 | 12 | 12 | 100 | 139 | 19 | 132 | 83.5902 | 24.8252 | 81.4098 | 9.1748 | 8.0537 | 120.7165 | 31.3295 | 120.7165 | 573.6447 | 350 | 350 | 223.6447
6 | 8 | 8 | 12.6 | 12.6 | 100 | 244 | 60 | 214 | 95.1666 | 34.2932 | 69.8334 | 0.29322 | 37.5824 | 195.707 | 31.4367 | 233.2894 | 1108.5912 | 350 | 350 | 758.5912
6 | 8 | 9 | 13.9 | 13.7 | 99 | 552 | 500 | 231 | 108.3646 | 43.5689 | 56.6354 | 9.5689 | 397.1095 | 211.2538 | 31.5589 | 608.3634 | 2890.9426 | 350 | 350 | 2540.9426
6 | 8 | 10 | 17.1 | 13 | 77 | 717 | 704 | 183 | 124.6777 | 52.0581 | 40.3223 | 18.0581 | 644.8265 | 167.3569 | 31.71 | 812.1834 | 3859.4957 | 600 | 600 | 3259.4957
6 | 8 | 11 | 17.6 | 13 | 74 | 824 | 775 | 172 | 146.1249 | 58.7449 | 18.8751 | 24.7449 | 762.0194 | 157.2972 | 31.9086 | 919.3167 | 4368.5929 | 600 | 600 | 3768.5929
6 | 8 | 12 | 17.6 | 12.8 | 73 | 852 | 689 | 240 | 173.498 | 62.0555 | 8.498 | 28.0555 | 683.1732 | 219.4845 | 32.162 | 902.6577 | 4289.4295 | 600 | 600 | 3689.4295
6 | 8 | 13 | 18.9 | 12.7 | 67 | 858 | 708 | 226 | 202.4432 | 60.7274 | 37.4432 | 26.7274 | 665.7043 | 206.6812 | 32.43 | 872.3855 | 4145.576 | 600 | 600 | 3545.576
6 | 8 | 14 | 19.1 | 12.9 | 67 | 765 | 530 | 311 | 226.6365 | 55.3187 | 61.6365 | 21.3187 | 441.4378 | 284.4153 | 32.654 | 725.8531 | 3449.254 | 600 | 600 | 2849.254
6 | 8 | 15 | 18.9 | 13.7 | 72 | 596 | 308 | 355 | 244.9645 | 47.468 | 79.9645 | 13.468 | 208.4512 | 324.6542 | 32.8237 | 533.1054 | 2533.3169 | 600 | 600 | 1933.3169
6 | 8 | 16 | 18.1 | 12.8 | 71 | 488 | 290 | 292 | 259.3165 | 38.4513 | 0 | 4.4513 | 139.9469 | 267.0395 | 32.9566 | 406.9864 | 1933.9995 | 900 | 900 | 1033.9995
6 | 8 | 17 | 18 | 13.1 | 73 | 270 | 69 | 233 | 271.4662 | 29.016 | 0 | 4.984 | 18.1828 | 213.0829 | 33.0691 | 213.0829 | 1012.5698 | 900 | 900 | 112.5698
6 | 8 | 18 | 17.1 | 13 | 77 | 164 | 19 | 156 | 282.5823 | 19.6281 | 0 | 14.3719 | 0.65761 | 142.6649 | 33.1721 | 142.6649 | 677.9438 | 900 | 677.9438 | 0
6 | 8 | 19 | 16 | 13.3 | 84 | 69 | 0 | 69 | 293.4312 | 10.6544 | 0 | 23.3456 | 0 | 63.1018 | 33.2725 | 63.1018 | 299.8597 | 900 | 299.8597 | 0
6 | 8 | 20 | 15.7 | 13.3 | 85 | 14 | 0 | 14 | 304.5525 | 2.5459 | 0 | 31.4541 | 0 | 12.8033 | 33.3755 | 12.8033 | 60.8411 | 800 | 60.8411 | 0
6 | 8 | 21 | 15.5 | 13.2 | 86 | 0 | 0 | 0 | 316.3348 | -4.8701 | 0 | 0 | 0 | 0 | 33.4846 | 0 | 0 | 700 | 0 | 0
6 | 8 | 22 | 14.7 | 12.7 | 88 | 0 | 0 | 0 | 329.0102 | -10.6583 | 0 | 0 | 0 | 0 | 33.6019 | 0 | 0 | 600 | 0 | 0
6 | 8 | 23 | 13.9 | 12.2 | 89 | 0 | 0 | 0 | 342.5909 | -14.5561 | 0 | 0 | 0 | 0 | 33.7277 | 0 | 0 | 500 | 0 | 0
6 | 8 | 24 | 13 | 12.1 | 94 | 0 | 0 | 0 | 356.8079 | -16.2538 | 0 | 0 | 0 | 0 | 33.8593 | 0 | 0 | 400 | 0 | 0
6 | 9 | 1 | 13.6 | 12.5 | 93 | 0 | 0 | 0 | 11.1524 | -15.59 | 0 | 0 | 0 | 0 | 30.6588 | 0 | 0 | 350 | 0 | 0
6 | 9 | 2 | 13.5 | 12.4 | 93 | 0 | 0 | 0 | 25.0626 | -12.6295 | 0 | 0 | 0 | 0 | 30.7876 | 0 | 0 | 350 | 0 | 0
6 | 9 | 3 | 13.1 | 12.2 | 94 | 0 | 0 | 0 | 38.1496 | -7.6339 | 0 | 0 | 0 | 0 | 30.9088 | 0 | 0 | 350 | 0 | 0
6 | 9 | 4 | 13.4 | 12.1 | 92 | 0 | 0 | 0 | 50.3052 | -0.74234 | 0 | 0 | 0 | 0 | 31.0213 | 0 | 0 | 350 | 0 | 0
6 | 9 | 5 | 13.1 | 11.7 | 91 | 7 | 0 | 7 | 61.6739 | 6.9335 | 0 | 27.0665 | 0 | 6.4016 | 31.1266 | 6.4016 | 30.4206 | 350 | 30.4206 | 0
6 | 9 | 6 | 13.4 | 12.1 | 92 | 51 | 0 | 51 | 72.5797 | 15.6035 | 0 | 18.3965 | 0 | 46.6405 | 31.2276 | 46.6405 | 221.6355 | 350 | 221.6355 | 0
6 | 9 | 7 | 13.3 | 12.4 | 94 | 139 | 19 | 132 | 83.491 | 24.8559 | 81.509 | 9.1441 | 8.0445 | 120.7165 | 31.3286 | 120.7165 | 573.6447 | 350 | 350 | 223.6447
6 | 9 | 8 | 13.4 | 12.8 | 96 | 121 | 0 | 121 | 95.0577 | 34.3235 | 69.9423 | 0.32353 | 0 | 110.6568 | 31.4357 | 110.6568 | 525.841 | 350 | 350 | 175.841
6 | 9 | 9 | 13.7 | 12.4 | 92 | 172 | 1 | 172 | 108.2426 | 43.6029 | 56.7574 | 9.6029 | 0.79373 | 157.2972 | 31.5578 | 158.091 | 751.2482 | 350 | 350 | 401.2482
6 | 9 | 10 | 15.2 | 12.1 | 82 | 436 | 92 | 366 | 124.541 | 52.1013 | 40.459 | 18.1013 | 84.2302 | 334.7139 | 31.7087 | 418.9441 | 1990.8225 | 600 | 600 | 1390.8225
6 | 9 | 11 | 15.3 | 12.6 | 84 | 500 | 116 | 402 | 145.9836 | 58.8041 | 19.0164 | 24.8041 | 114.0275 | 367.6366 | 31.9073 | 481.664 | 2288.8675 | 600 | 600 | 1688.8675
6 | 9 | 12 | 14.8 | 12.8 | 88 | 535 | 118 | 430 | 173.3885 | 62.1343 | 8.3885 | 28.1343 | 116.9944 | 393.2431 | 32.161 | 510.2375 | 2424.6485 | 600 | 600 | 1824.6485
6 | 9 | 13 | 14.8 | 13.1 | 90 | 539 | 118 | 433 | 202.3985 | 60.8185 | 37.3985 | 26.8185 | 110.9692 | 395.9866 | 32.4296 | 506.9559 | 2409.0543 | 600 | 600 | 1809.0543
6 | 9 | 14 | 14.8 | 13.2 | 90 | 511 | 117 | 411 | 226.64 | 55.4122 | 61.64 | 21.4122 | 97.4957 | 375.8672 | 32.6541 | 473.3629 | 2249.4206 | 600 | 600 | 1649.4206
6 | 9 | 15 | 14.4 | 13.1 | 92 | 454 | 112 | 366 | 244.9877 | 47.5599 | 79.9877 | 13.5599 | 75.8714 | 334.7139 | 32.824 | 410.5852 | 1951.101 | 600 | 600 | 1351.101
6 | 9 | 16 | 13.9 | 13.2 | 96 | 184 | 5 | 181 | 259.3443 | 38.5418 | 0 | 4.5418 | 2.4171 | 165.5279 | 32.9569 | 167.945 | 798.0749 | 900 | 798.0749 | 0
6 | 9 | 17 | 13.5 | 12.8 | 96 | 134 | 0 | 134 | 271.4925 | 29.1058 | 0 | 4.8942 | 0 | 122.5455 | 33.0694 | 122.5455 | 582.3363 | 900 | 582.3363 | 0
6 | 9 | 18 | 13.2 | 12.8 | 97 | 82 | 0 | 82 | 282.6043 | 19.7182 | 0 | 14.2818 | 0 | 74.9905 | 33.1723 | 74.9905 | 356.355 | 900 | 356.355 | 0
6 | 9 | 19 | 12.7 | 12.7 | 100 | 35 | 0 | 35 | 293.4473 | 10.7447 | 0 | 23.2553 | 0 | 32.0082 | 33.2727 | 32.0082 | 152.1028 | 900 | 152.1028 | 0
6 | 9 | 20 | 12 | 12 | 100 | 6 | 0 | 6 | 304.5607 | 2.6324 | 0 | 31.3676 | 0 | 5.4871 | 33.3756 | 5.4871 | 26.0748 | 800 | 26.0748 | 0
6 | 9 | 21 | 11.6 | 11.6 | 100 | 0 | 0 | 0 | 316.3329 | -4.7769 | 0 | 0 | 0 | 0 | 33.4846 | 0 | 0 | 700 | 0 | 0
6 | 9 | 22 | 11.3 | 11.3 | 100 | 0 | 0 | 0 | 328.9959 | -10.5674 | 0 | 0 | 0 | 0 | 33.6018 | 0 | 0 | 600 | 0 | 0
6 | 9 | 23 | 11.2 | 11.2 | 100 | 0 | 0 | 0 | 342.5619 | -14.4688 | 0 | 0 | 0 | 0 | 33.7274 | 0 | 0 | 500 | 0 | 0
6 | 9 | 24 | 11.1 | 11.1 | 100 | 0 | 0 | 0 | 356.7638 | -16.1729 | 0 | 0 | 0 | 0 | 33.8589 | 0 | 0 | 400 | 0 | 0
6 | 10 | 1 | 11.1 | 11.1 | 100 | 0 | 0 | 0 | 11.0948 | -15.5177 | 0 | 0 | 0 | 0 | 30.6583 | 0 | 0 | 350 | 0 | 0
6 | 10 | 2 | 11.1 | 11.1 | 100 | 0 | 0 | 0 | 24.9946 | -12.5673 | 0 | 0 | 0 | 0 | 30.787 | 0 | 0 | 350 | 0 | 0
6 | 10 | 3 | 11.2 | 11.2 | 100 | 0 | 0 | 0 | 38.0745 | -7.5819 | 0 | 0 | 0 | 0 | 30.9081 | 0 | 0 | 350 | 0 | 0
6 | 10 | 4 | 11 | 11 | 100 | 0 | 0 | 0 | 50.2253 | -0.68711 | 0 | 0 | 0 | 0 | 31.0206 | 0 | 0 | 350 | 0 | 0
6 | 10 | 5 | 11.7 | 11.7 | 100 | 7 | 0 | 7 | 61.59 | 6.9673 | 0 | 27.0327 | 0 | 6.4016 | 31.1258 | 6.4016 | 30.4206 | 350 | 30.4206 | 0
6 | 10 | 6 | 11.9 | 11.9 | 100 | 51 | 0 | 51 | 72.4912 | 15.632 | 0 | 18.368 | 0 | 46.6405 | 31.2268 | 46.6405 | 221.6355 | 350 | 221.6355 | 0
6 | 10 | 7 | 12 | 12 | 100 | 139 | 19 | 132 | 83.3962 | 24.8811 | 81.6038 | 9.1189 | 8.0347 | 120.7165 | 31.3277 | 120.7165 | 573.6447 | 350 | 350 | 223.6447
6 | 10 | 8 | 12.1 | 12.1 | 100 | 121 | 0 | 121 | 94.9536 | 34.3483 | 70.0464 | 0.34828 | 0 | 110.6568 | 31.4348 | 110.6568 | 525.841 | 350 | 350 | 175.841
6 | 10 | 9 | 12.4 | 12.2 | 99 | 172 | 1 | 172 | 108.1256 | 43.631 | 56.8744 | 9.631 | 0.79323 | 157.2972 | 31.5567 | 158.0905 | 751.2459 | 350 | 350 | 401.2459
6 | 10 | 10 | 12.7 | 11.5 | 92 | 216 | 3 | 214 | 124.4091 | 52.1383 | 40.5909 | 18.1383 | 2.7454 | 195.707 | 31.7075 | 198.4525 | 943.0461 | 600 | 600 | 343.0461
6 | 10 | 11 | 13.2 | 11.1 | 87 | 248 | 4 | 244 | 145.8454 | 58.8567 | 19.1546 | 24.8567 | 3.931 | 223.1426 | 31.906 | 227.0736 | 1079.0536 | 600 | 600 | 479.0536
6 | 10 | 12 | 14 | 11.8 | 87 | 266 | 5 | 261 | 173.2777 | 62.2062 | 8.2777 | 28.2062 | 4.9571 | 238.6894 | 32.16 | 243.6465 | 1157.8083 | 600 | 600 | 557.8083
6 | 10 | 13 | 14.1 | 11.1 | 82 | 268 | 5 | 263 | 202.3483 | 60.9034 | 37.3483 | 26.9034 | 4.7029 | 240.5184 | 32.4292 | 245.2214 | 1165.2919 | 600 | 600 | 565.2919
6 | 10 | 14 | 14 | 11.1 | 83 | 513 | 166 | 371 | 226.6363 | 55.5003 | 61.6363 | 21.5003 | 138.3944 | 339.2865 | 32.654 | 477.6808 | 2269.9393 | 600 | 600 | 1669.9393
6 | 10 | 15 | 14.7 | 10.8 | 77 | 456 | 78 | 395 | 245.0037 | 47.6471 | 80.0037 | 13.6471 | 52.8887 | 361.2349 | 32.8241 | 414.1236 | 1967.9155 | 600 | 600 | 1367.9155
6 | 10 | 16 | 14.5 | 10.3 | 76 | 560 | 430 | 268 | 259.3656 | 38.6278 | 0 | 4.6278 | 208.2408 | 245.091 | 32.9571 | 453.3318 | 2154.2329 | 900 | 900 | 1254.2329
6 | 10 | 17 | 13.5 | 11.1 | 85 | 409 | 388 | 198 | 271.5128 | 29.1914 | 0 | 4.8086 | 103.0496 | 181.0747 | 33.0696 | 181.0747 | 860.4671 | 900 | 860.4671 | 0
6 | 10 | 18 | 12.9 | 10.8 | 87 | 264 | 308 | 143 | 282.621 | 19.8038 | 0 | 14.1962 | 11.383 | 130.7762 | 33.1724 | 130.7762 | 621.4484 | 900 | 621.4484 | 0
6 | 10 | 19 | 12.3 | 10.4 | 88 | 93 | 28 | 87 | 293.4583 | 10.8304 | 0 | 23.1696 | 0 | 79.5631 | 33.2728 | 79.5631 | 378.084 | 900 | 378.084 | 0
6 | 10 | 20 | 11.4 | 10.6 | 95 | 18 | 0 | 18 | 304.5644 | 2.7142 | 0 | 31.2858 | 0 | 16.4613 | 33.3756 | 16.4613 | 78.2243 | 800 | 78.2243 | 0
6 | 10 | 21 | 10.7 | 10.5 | 99 | 0 | 0 | 0 | 316.3271 | -4.6892 | 0 | 0 | 0 | 0 | 33.4845 | 0 | 0 | 700 | 0 | 0
6 | 10 | 22 | 10.2 | 10.2 | 100 | 0 | 0 | 0 | 328.9783 | -10.4825 | 0 | 0 | 0 | 0 | 33.6017 | 0 | 0 | 600 | 0 | 0
6 | 10 | 23 | 10.9 | 10.9 | 100 | 0 | 0 | 0 | 342.5308 | -14.388 | 0 | 0 | 0 | 0 | 33.7271 | 0 | 0 | 500 | 0 | 0
6 | 10 | 24 | 10.8 | 10.8 | 100 | 0 | 0 | 0 | 356.7187 | -16.0986 | 0 | 0 | 0 | 0 | 33.8585 | 0 | 0 | 400 | 0 | 0
6 | 11 | 1 | 11.1 | 11.1 | 100 | 0 | 0 | 0 | 11.0373 | -15.4522 | 0 | 0 | 0 | 0 | 30.6578 | 0 | 0 | 350 | 0 | 0
6 | 11 | 2 | 11 | 10.8 | 99 | 0 | 0 | 0 | 24.9278 | -12.5119 | 0 | 0 | 0 | 0 | 30.7864 | 0 | 0 | 350 | 0 | 0
6 | 11 | 3 | 10.9 | 10.7 | 99 | 0 | 0 | 0 | 38.0015 | -7.5364 | 0 | 0 | 0 | 0 | 30.9074 | 0 | 0 | 350 | 0 | 0
6 | 11 | 4 | 11 | 10.8 | 99 | 0 | 0 | 0 | 50.1482 | -0.63902 | 0 | 0 | 0 | 0 | 31.0199 | 0 | 0 | 350 | 0 | 0
6 | 11 | 5 | 10.9 | 10.7 | 99 | 7 | 0 | 7 | 61.5095 | 6.9954 | 0 | 27.0046 | 0 | 6.4016 | 31.1251 | 6.4016 | 30.4206 | 350 | 30.4206 | 0
6 | 11 | 6 | 11.8 | 11.2 | 96 | 52 | 0 | 52 | 72.4067 | 15.6549 | 0 | 18.3451 | 0 | 47.555 | 31.226 | 47.555 | 225.9813 | 350 | 225.9813 | 0
6 | 11 | 7 | 13 | 10.9 | 87 | 183 | 118 | 142 | 83.3057 | 24.9007 | 81.6943 | 9.0993 | 49.8353 | 129.8617 | 31.3269 | 129.8617 | 617.1026 | 350 | 350 | 267.1026
6 | 11 | 8 | 13.9 | 9.6 | 75 | 368 | 326 | 203 | 94.8544 | 34.3675 | 70.1456 | 0.3675 | 203.6706 | 185.6473 | 31.4338 | 389.3179 | 1850.0388 | 350 | 350 | 1500.0388
6 | 11 | 9 | 14.3 | 10.5 | 78 | 523 | 438 | 240 | 108.0138 | 43.6535 | 56.9862 | 9.6535 | 347.2109 | 219.4845 | 31.5557 | 566.6955 | 2692.9368 | 350 | 350 | 2342.9368
6 | 11 | 10 | 14.7 | 10.5 | 76 | 696 | 593 | 245 | 124.2823 | 52.1691 | 40.7177 | 18.1691 | 542.4428 | 224.0571 | 31.7063 | 766.4999 | 3642.4074 | 600 | 600 | 3042.4074
6 | 11 | 11 | 15.1 | 10.4 | 73 | 752 | 489 | 339 | 145.7104 | 58.9026 | 19.2896 | 24.9026 | 480.444 | 310.0219 | 31.9047 | 790.4658 | 3756.2937 | 600 | 600 | 3156.2937
6 | 11 | 12 | 15.4 | 11.8 | 79 | 854 | 656 | 271 | 173.166 | 62.2712 | 8.166 | 28.2712 | 650.3439 | 247.8346 | 32.1589 | 898.1785 | 4268.1443 | 600 | 600 | 3668.1443
6 | 11 | 13 | 15.6 | 10.9 | 74 | 892 | 769 | 205 | 202.2926 | 60.9819 | 37.2926 | 26.9819 | 723.4477 | 187.4764 | 32.4286 | 910.924 | 4328.7109 | 600 | 600 | 3728.7109
6 | 11 | 14 | 15.8 | 10.5 | 71 | 840 | 757 | 189 | 226.6254 | 55.5829 | 61.6254 | 21.5829 | 631.4245 | 172.8441 | 32.6539 | 804.2685 | 3821.8841 | 600 | 600 | 3221.8841
6 | 11 | 15 | 16.1 | 10.7 | 70 | 753 | 748 | 165 | 245.0127 | 47.7295 | 80.0127 | 13.7295 | 507.6689 | 150.8956 | 32.8242 | 658.5645 | 3129.4985 | 600 | 600 | 2529.4985
6 | 11 | 16 | 15.8 | 10.1 | 69 | 618 | 658 | 171 | 259.3803 | 38.7094 | 0 | 4.7094 | 319.2145 | 156.3827 | 32.9572 | 475.5972 | 2260.0378 | 900 | 900 | 1360.0378
6 | 11 | 17 | 15.1 | 9.7 | 70 | 452 | 521 | 168 | 271.5273 | 29.2725 | 0 | 4.7275 | 138.9032 | 153.6392 | 33.0697 | 153.6392 | 730.0933 | 900 | 730.0933 | 0
6 | 11 | 18 | 14.3 | 10.1 | 76 | 220 | 147 | 162 | 282.6322 | 19.8849 | 0 | 14.1151 | 5.6 | 148.152 | 33.1725 | 148.152 | 704.0185 | 900 | 704.0185 | 0
6 | 11 | 19 | 13.5 | 10.4 | 82 | 94 | 21 | 89 | 293.4645 | 10.9114 | 0 | 23.0886 | 0 | 81.3922 | 33.2728 | 81.3922 | 386.7756 | 900 | 386.7756 | 0
6 | 11 | 20 | 13 | 10.5 | 85 | 18 | 0 | 18 | 304.5636 | 2.7913 | 0 | 31.2087 | 0 | 16.4613 | 33.3756 | 16.4613 | 78.2243 | 800 | 78.2243 | 0
6 | 11 | 21 | 12.8 | 10.9 | 88 | 0 | 0 | 0 | 316.3175 | -4.6072 | 0 | 0 | 0 | 0 | 33.4844 | 0 | 0 | 700 | 0 | 0
6 | 11 | 22 | 11.5 | 10.5 | 94 | 0 | 0 | 0 | 328.9576 | -10.4037 | 0 | 0 | 0 | 0 | 33.6015 | 0 | 0 | 600 | 0 | 0
6 | 11 | 23 | 10.9 | 10.2 | 95 | 0 | 0 | 0 | 342.4974 | -14.3136 | 0 | 0 | 0 | 0 | 33.7268 | 0 | 0 | 500 | 0 | 0
6 | 11 | 24 | 10.7 | 10.2 | 97 | 0 | 0 | 0 | 356.6726 | -16.031 | 0 | 0 | 0 | 0 | 33.8581 | 0 | 0 | 400 | 0 | 0
6 | 12 | 1 | 11.9 | 11 | 94 | 0 | 0 | 0 | 10.98 | -15.3935 | 0 | 0 | 0 | 0 | 30.6572 | 0 | 0 | 350 | 0 | 0
6 | 12 | 2 | 12 | 10.7 | 92 | 0 | 0 | 0 | 24.8624 | -12.4631 | 0 | 0 | 0 | 0 | 30.7858 | 0 | 0 | 350 | 0 | 0
6 | 12 | 3 | 12 | 10.8 | 92 | 0 | 0 | 0 | 37.9308 | -7.4974 | 0 | 0 | 0 | 0 | 30.9068 | 0 | 0 | 350 | 0 | 0
6 | 12 | 4 | 12.1 | 10.8 | 92 | 0 | 0 | 0 | 50.0742 | -0.59839 | 0 | 0 | 0 | 0 | 31.0192 | 0 | 0 | 350 | 0 | 0
6 | 12 | 5 | 12.3 | 11.1 | 92 | 7 | 0 | 7 | 61.4325 | 7.0177 | 0 | 26.9823 | 0 | 6.4016 | 31.1244 | 6.4016 | 30.4206 | 350 | 30.4206 | 0
6 | 12 | 6 | 12.1 | 11.7 | 97 | 26 | 0 | 26 | 72.3262 | 15.6722 | 0 | 18.3278 | 0 | 23.7775 | 31.2252 | 23.7775 | 112.9906 | 350 | 112.9906 | 0
6 | 12 | 7 | 12.2 | 12.2 | 100 | 69 | 0 | 69 | 83.2198 | 24.915 | 81.7802 | 9.085 | 0 | 63.1018 | 31.3261 | 63.1018 | 299.8597 | 350 | 299.8597 | 0
6 | 12 | 8 | 12.4 | 12.4 | 100 | 121 | 0 | 121 | 94.7601 | 34.3813 | 70.2399 | 0.38125 | 0 | 110.6568 | 31.433 | 110.6568 | 525.841 | 350 | 350 | 175.841
6 | 12 | 9 | 12.5 | 12.5 | 100 | 172 | 1 | 172 | 107.9074 | 43.6702 | 57.0926 | 9.6702 | 0.7922 | 157.2972 | 31.5547 | 158.0894 | 751.241 | 350 | 350 | 401.241
6 | 12 | 10 | 12.4 | 12.2 | 99 | 216 | 3 | 214 | 124.1606 | 52.1939 | 40.8394 | 18.1939 | 2.743 | 195.707 | 31.7052 | 198.45 | 943.0346 | 600 | 600 | 343.0346
6 | 12 | 11 | 12.5 | 11.1 | 91 | 501 | 165 | 363 | 145.579 | 58.9418 | 19.421 | 24.9418 | 162.0741 | 331.9703 | 31.9035 | 494.0444 | 2347.699 | 600 | 600 | 1747.699
6 | 12 | 12 | 13.3 | 11.4 | 88 | 537 | 119 | 431 | 173.0535 | 62.3293 | 8.0535 | 28.3293 | 117.9699 | 394.1576 | 32.1579 | 512.1275 | 2433.6298 | 600 | 600 | 1833.6298
6 | 12 | 13 | 12.4 | 10.3 | 87 | 542 | 82 | 469 | 202.2317 | 61.0541 | 37.2317 | 27.0541 | 77.1582 | 428.9093 | 32.4281 | 506.0676 | 2404.833 | 600 | 600 | 1804.833
6 | 12 | 14 | 12.2 | 10.2 | 88 | 515 | 81 | 445 | 226.6075 | 55.66 | 61.6075 | 21.66 | 67.5974 | 406.9609 | 32.6538 | 474.5583 | 2255.1009 | 600 | 600 | 1655.1009
6 | 12 | 15 | 12.7 | 10.5 | 86 | 458 | 78 | 396 | 245.0146 | 47.8071 | 80.0146 | 13.8071 | 52.989 | 362.1494 | 32.8242 | 415.1384 | 1972.7378 | 600 | 600 | 1372.7378
6 | 12 | 16 | 12.9 | 10.8 | 87 | 375 | 104 | 304 | 259.3886 | 38.7864 | 0 | 4.7864 | 50.541 | 278.0137 | 32.9573 | 328.5547 | 1561.2919 | 900 | 900 | 661.2919
6 | 12 | 17 | 13.4 | 10.7 | 84 | 438 | 380 | 230 | 271.5358 | 29.3493 | 0 | 4.6507 | 101.6922 | 210.3393 | 33.0698 | 210.3393 | 999.5325 | 900 | 900 | 99.5325
6 | 12 | 18 | 13.4 | 11.1 | 86 | 276 | 358 | 134 | 282.6381 | 19.9615 | 0 | 14.0385 | 14.0362 | 122.5455 | 33.1726 | 122.5455 | 582.3363 | 900 | 582.3363 | 0
6 | 12 | 19 | 12.6 | 10.9 | 89 | 120 | 101 | 95 | 293.4657 | 10.9876 | 0 | 23.0124 | 0 | 86.8793 | 33.2728 | 86.8793 | 412.8504 | 900 | 412.8504 | 0
6 | 12 | 20 | 11.6 | 10.8 | 95 | 21 | 0 | 21 | 304.5585 | 2.8637 | 0 | 31.1363 | 0 | 19.2049 | 33.3755 | 19.2049 | 91.2617 | 800 | 91.2617 | 0
6 | 12 | 21 | 10.9 | 10.4 | 97 | 0 | 0 | 0 | 316.304 | -4.5309 | 0 | 0 | 0 | 0 | 33.4843 | 0 | 0 | 700 | 0 | 0
6 | 12 | 22 | 10.6 | 10.1 | 97 | 0 | 0 | 0 | 328.9338 | -10.331 | 0 | 0 | 0 | 0 | 33.6012 | 0 | 0 | 600 | 0 | 0
6 | 12 | 23 | 10.7 | 10.3 | 97 | 0 | 0 | 0 | 342.462 | -14.2458 | 0 | 0 | 0 | 0 | 33.7265 | 0 | 0 | 500 | 0 | 0
6 | 12 | 24 | 10.8 | 10.4 | 97 | 0 | 0 | 0 | 356.6255 | -15.9702 | 0 | 0 | 0 | 0 | 33.8576 | 0 | 0 | 400 | 0 | 0
6 | 13 | 1 | 10.5 | 10.3 | 99 | 0 | 0 | 0 | 10.9231 | -15.3416 | 0 | 0 | 0 | 0 | 30.6567 | 0 | 0 | 350 | 0 | 0
6 | 13 | 2 | 10.4 | 10.2 | 99 | 0 | 0 | 0 | 24.7984 | -12.421 | 0 | 0 | 0 | 0 | 30.7852 | 0 | 0 | 350 | 0 | 0
6 | 13 | 3 | 10.5 | 10.3 | 99 | 0 | 0 | 0 | 37.8625 | -7.4648 | 0 | 0 | 0 | 0 | 30.9061 | 0 | 0 | 350 | 0 | 0
6 | 13 | 4 | 11.1 | 10.6 | 97 | 0 | 0 | 0 | 50.0031 | -0.56554 | 0 | 0 | 0 | 0 | 31.0185 | 0 | 0 | 350 | 0 | 0
6 | 13 | 5 | 11.2 | 11 | 99 | 9 | 0 | 9 | 61.3592 | 7.0343 | 0 | 26.9657 | 0 | 8.2307 | 31.1237 | 8.2307 | 39.1121 | 350 | 39.1121 | 0
6 | 13 | 6 | 11.5 | 11.1 | 97 | 85 | 78 | 70 | 72.2498 | 15.6839 | 0 | 18.3161 | 15.466 | 64.0163 | 31.2245 | 64.0163 | 304.2055 | 350 | 304.2055 | 0
6 | 13 | 7 | 12.3 | 11.2 | 93 | 230 | 267 | 135 | 83.1385 | 24.9238 | 81.8615 | 9.0762 | 112.4487 | 123.46 | 31.3254 | 123.46 | 586.6821 | 350 | 350 | 236.6821
6 | 13 | 8 | 12.8 | 11.1 | 89 | 323 | 187 | 228 | 94.6709 | 34.3896 | 70.3291 | 0.38957 | 116.611 | 208.5103 | 31.4321 | 325.1213 | 1544.9762 | 350 | 350 | 1194.9762
6 | 13 | 9 | 13.1 | 11 | 87 | 575 | 516 | 242 | 107.8064 | 43.6814 | 57.1936 | 9.6814 | 408.5067 | 221.3135 | 31.5538 | 629.8203 | 2992.9059 | 350 | 350 | 2642.9059
6 | 13 | 10 | 14 | 10.2 | 78 | 722 | 709 | 183 | 124.0443 | 52.2126 | 40.9557 | 18.2126 | 647.9866 | 167.3569 | 31.7041 | 815.3435 | 3874.5123 | 600 | 600 | 3274.5123
6 | 13 | 11 | 13.7 | 10.5 | 81 | 827 | 774 | 174 | 145.4513 | 58.9745 | 19.5487 | 24.9745 | 760.0983 | 159.1263 | 31.9023 | 919.2245 | 4368.1549 | 600 | 600 | 3768.1549
6 | 13 | 12 | 14.5 | 9.5 | 72 | 889 | 799 | 178 | 172.9406 | 62.3805 | 7.9406 | 28.3805 | 792.0648 | 162.7843 | 32.1569 | 954.8491 | 4537.4429 | 600 | 600 | 3937.4429
6 | 13 | 13 | 15.2 | 8.9 | 66 | 896 | 798 | 181 | 202.1656 | 61.1198 | 37.1656 | 27.1198 | 751.0419 | 165.5279 | 32.4275 | 916.5698 | 4355.5395 | 600 | 600 | 3755.5395
6 | 13 | 14 | 14.8 | 8.1 | 64 | 680 | 334 | 393 | 226.5825 | 55.7315 | 61.5825 | 21.7315 | 278.8785 | 359.4059 | 32.6535 | 638.2844 | 3033.1273 | 600 | 600 | 2433.1273
6 | 13 | 15 | 15.1 | 7.6 | 61 | 732 | 611 | 251 | 245.0095 | 47.8796 | 80.0095 | 13.8796 | 415.4755 | 229.5442 | 32.8242 | 645.0197 | 3065.1338 | 600 | 600 | 2465.1338
6 | 13 | 16 | 15.5 | 7.9 | 61 | 616 | 668 | 162 | 259.3905 | 38.8589 | 0 | 4.8589 | 325.1875 | 148.152 | 32.9573 | 473.3395 | 2249.3094 | 900 | 900 | 1349.3094
6 | 13 | 17 | 15.1 | 7.5 | 60 | 441 | 459 | 189 | 271.5385 | 29.4214 | 0 | 4.5786 | 123.2863 | 172.8441 | 33.0698 | 172.8441 | 821.3549 | 900 | 821.3549 | 0
6 | 13 | 18 | 14.3 | 8.6 | 69 | 269 | 292 | 153 | 282.6386 | 20.0335 | 0 | 13.9665 | 11.7653 | 139.9214 | 33.1726 | 139.9214 | 664.9064 | 900 | 664.9064 | 0
6 | 13 | 19 | 13.5 | 9.4 | 76 | 117 | 88 | 95 | 293.4622 | 11.0589 | 0 | 22.9411 | 0 | 86.8793 | 33.2728 | 86.8793 | 412.8504 | 900 | 412.8504 | 0
6 | 13 | 20 | 12.4 | 9.5 | 82 | 21 | 0 | 21 | 304.549 | 2.9311 | 0 | 31.0689 | 0 | 19.2049 | 33.3755 | 19.2049 | 91.2617 | 800 | 91.2617 | 0
6 | 13 | 21 | 12.4 | 9.3 | 81 | 0 | 0 | 0 | 316.2868 | -4.4604 | 0 | 0 | 0 | 0 | 33.4841 | 0 | 0 | 700 | 0 | 0
6 | 13 | 22 | 13.3 | 9.4 | 77 | 0 | 0 | 0 | 328.9071 | -10.2645 | 0 | 0 | 0 | 0 | 33.601 | 0 | 0 | 600 | 0 | 0
6 | 13 | 23 | 13.2 | 9.9 | 80 | 0 | 0 | 0 | 342.4246 | -14.1845 | 0 | 0 | 0 | 0 | 33.7262 | 0 | 0 | 500 | 0 | 0
6 | 13 | 24 | 12.1 | 11.5 | 96 | 0 | 0 | 0 | 356.5776 | -15.9161 | 0 | 0 | 0 | 0 | 33.8572 | 0 | 0 | 400 | 0 | 0
6 | 14 | 1 | 12 | 11.8 | 99 | 0 | 0 | 0 | 10.8665 | -15.2965 | 0 | 0 | 0 | 0 | 30.6562 | 0 | 0 | 350 | 0 | 0
6 | 14 | 2 | 12.6 | 12.2 | 97 | 0 | 0 | 0 | 24.7359 | -12.3855 | 0 | 0 | 0 | 0 | 30.7846 | 0 | 0 | 350 | 0 | 0
6 | 14 | 3 | 12.6 | 12.4 | 99 | 0 | 0 | 0 | 37.7965 | -7.4387 | 0 | 0 | 0 | 0 | 30.9055 | 0 | 0 | 350 | 0 | 0
6 | 14 | 4 | 12.1 | 11.7 | 97 | 0 | 0 | 0 | 49.9352 | -0.54074 | 0 | 0 | 0 | 0 | 31.0179 | 0 | 0 | 350 | 0 | 0
6 | 14 | 5 | 11.8 | 11.4 | 97 | 7 | 0 | 7 | 61.2896 | 7.0453 | 0 | 26.9547 | 0 | 6.4016 | 31.1231 | 6.4016 | 30.4206 | 350 | 30.4206 | 0
6 | 14 | 6 | 11.6 | 10.2 | 91 | 52 | 0 | 52 | 72.1776 | 15.6902 | 0 | 18.3098 | 0 | 47.555 | 31.2239 | 47.555 | 225.9813 | 350 | 225.9813 | 0
6 | 14 | 7 | 11.9 | 9.5 | 85 | 140 | 21 | 133 | 83.0618 | 24.9272 | 81.9382 | 9.0728 | 8.8311 | 121.631 | 31.3246 | 121.631 | 577.9905 | 350 | 350 | 227.9905
6 | 14 | 8 | 12.3 | 9 | 80 | 392 | 352 | 214 | 94.5869 | 34.3925 | 70.4131 | 0.39252 | 219.2892 | 195.707 | 31.4314 | 414.9962 | 1972.0618 | 350 | 350 | 1622.0618
6 | 14 | 9 | 13 | 6.8 | 66 | 579 | 591 | 197 | 107.711 | 43.687 | 57.289 | 9.687 | 467.5706 | 180.1602 | 31.5529 | 647.7308 | 3078.0167 | 350 | 350 | 2728.0167
6 | 14 | 10 | 13.5 | 7.4 | 67 | 725 | 718 | 178 | 123.9336 | 52.2253 | 41.0664 | 18.2253 | 655.9279 | 162.7843 | 31.7031 | 818.7123 | 3890.5207 | 600 | 600 | 3290.5207
6 | 14 | 11 | 13.6 | 7.5 | 67 | 832 | 767 | 185 | 145.3277 | 59.0005 | 19.6723 | 25.0005 | 753.0554 | 169.186 | 31.9012 | 922.2414 | 4382.4912 | 600 | 600 | 3782.4912
6 | 14 | 12 | 14 | 8 | 67 | 891 | 804 | 175 | 172.8274 | 62.4248 | 7.8274 | 28.4248 | 797.0114 | 160.0408 | 32.1558 | 957.0522 | 4547.9119 | 600 | 600 | 3947.9119
6 | 14 | 13 | 13.6 | 7 | 64 | 900 | 810 | 174 | 202.0946 | 61.1791 | 37.0946 | 27.1791 | 762.5072 | 159.1263 | 32.4268 | 921.6335 | 4379.6024 | 600 | 600 | 3779.6024
6 | 14 | 14 | 13.6 | 7 | 64 | 855 | 798 | 168 | 226.5506 | 55.7974 | 61.5506 | 21.7974 | 666.6513 | 153.6392 | 32.6532 | 820.2905 | 3898.0204 | 600 | 600 | 3298.0204
6 | 14 | 15 | 13.9 | 6.7 | 62 | 761 | 767 | 156 | 244.9975 | 47.9472 | 79.9975 | 13.9472 | 522.0514 | 142.6649 | 32.8241 | 664.7163 | 3158.732 | 600 | 600 | 2558.732
6 | 14 | 16 | 13.9 | 7.7 | 66 | 624 | 669 | 168 | 259.3859 | 38.9267 | 0 | 4.9267 | 326.2293 | 153.6392 | 32.9573 | 479.8685 | 2280.3349 | 900 | 900 | 1380.3349
6 | 14 | 17 | 13.4 | 8 | 70 | 458 | 532 | 166 | 271.5354 | 29.489 | 0 | 4.511 | 143.4095 | 151.8101 | 33.0698 | 151.8101 | 721.4017 | 900 | 721.4017 | 0
6 | 14 | 18 | 12.8 | 8.8 | 77 | 280 | 331 | 148 | 282.6339 | 20.1007 | 0 | 13.8993 | 13.6864 | 135.3488 | 33.1725 | 135.3488 | 643.1774 | 900 | 643.1774 | 0
6 | 14 | 19 | 12.4 | 9.6 | 83 | 122 | 104 | 97 | 293.4538 | 11.1253 | 0 | 22.8747 | 0 | 88.7083 | 33.2727 | 88.7083 | 421.5419 | 900 | 421.5419 | 0
6 | 14 | 20 | 11.7 | 9.7 | 88 | 22 | 0 | 22 | 304.5353 | 2.9935 | 0 | 31.0065 | 0 | 20.1194 | 33.3753 | 20.1194 | 95.6075 | 800 | 95.6075 | 0
6 | 14 | 21 | 11.2 | 9.8 | 91 | 0 | 0 | 0 | 316.2659 | -4.3956 | 0 | 0 | 0 | 0 | 33.4839 | 0 | 0 | 700 | 0 | 0
6 | 14 | 22 | 11.1 | 9.9 | 92 | 0 | 0 | 0 | 328.8774 | -10.2042 | 0 | 0 | 0 | 0 | 33.6007 | 0 | 0 | 600 | 0 | 0
6 | 14 | 23 | 11 | 9.6 | 91 | 0 | 0 | 0 | 342.3853 | -14.1298 | 0 | 0 | 0 | 0 | 33.7258 | 0 | 0 | 500 | 0 | 0
6 | 14 | 24 | 10.8 | 8.8 | 87 | 0 | 0 | 0 | 356.529 | -15.8689 | 0 | 0 | 0 | 0 | 33.8567 | 0 | 0 | 400 | 0 | 0
6 | 15 | 1 | 10.5 | 9.1 | 91 | 0 | 0 | 0 | 10.8104 | -15.2582 | 0 | 0 | 0 | 0 | 30.6557 | 0 | 0 | 350 | 0 | 0
6 | 15 | 2 | 10.5 | 9.1 | 91 | 0 | 0 | 0 | 24.6749 | -12.3568 | 0 | 0 | 0 | 0 | 30.784 | 0 | 0 | 350 | 0 | 0
6 | 15 | 3 | 10.4 | 9.4 | 94 | 0 | 0 | 0 | 37.7331 | -7.4189 | 0 | 0 | 0 | 0 | 30.9049 | 0 | 0 | 350 | 0 | 0
6 | 15 | 4 | 10.3 | 9.3 | 94 | 0 | 0 | 0 | 49.8706 | -0.52422 | 0 | 0 | 0 | 0 | 31.0173 | 0 | 0 | 350 | 0 | 0
6 | 15 | 5 | 10.6 | 9.4 | 92 | 12 | 0 | 12 | 61.2238 | 7.0506 | 0 | 26.9494 | 0 | 10.9742 | 31.1224 | 10.9742 | 52.1495 | 350 | 52.1495 | 0
6 | 15 | 6 | 11.5 | 9.5 | 88 | 86 | 64 | 73 | 72.1097 | 15.691 | 0 | 18.309 | 12.6123 | 66.7599 | 31.2232 | 66.7599 | 317.2429 | 350 | 317.2429 | 0
6 | 15 | 7 | 12.1 | 9.6 | 85 | 231 | 273 | 134 | 82.99 | 24.9253 | 82.01 | 9.0747 | 114.6257 | 122.5455 | 31.324 | 122.5455 | 582.3363 | 350 | 350 | 232.3363
6 | 15 | 8 | 12.1 | 9.5 | 84 | 405 | 449 | 178 | 94.5082 | 34.3902 | 70.4918 | 0.39015 | 279.4392 | 162.7843 | 31.4306 | 442.2236 | 2101.4464 | 350 | 350 | 1751.4464
6 | 15 | 9 | 12.7 | 9 | 78 | 524 | 444 | 237 | 107.6214 | 43.687 | 57.3786 | 9.687 | 351.035 | 216.741 | 31.552 | 567.7759 | 2698.0712 | 350 | 350 | 2348.0712
6 | 15 | 10 | 13.8 | 7.5 | 66 | 699 | 600 | 242 | 123.8286 | 52.232 | 41.1714 | 18.232 | 547.8939 | 221.3135 | 31.7021 | 769.2075 | 3655.2738 | 600 | 600 | 3055.2738
6 | 15 | 11 | 13.7 | 8 | 68 | 802 | 689 | 220 | 145.2083 | 59.02 | 19.7917 | 25.02 | 676.3283 | 201.1941 | 31.9001 | 877.5224 | 4169.9864 | 600 | 600 | 3569.9864
6 | 15 | 12 | 13.7 | 7.6 | 67 | 860 | 704 | 233 | 172.7143 | 62.4622 | 7.7143 | 28.4622 | 697.8798 | 213.0829 | 32.1548 | 910.9627 | 4328.8947 | 600 | 600 | 3728.8947
6 | 15 | 13 | 14.3 | 7.4 | 63 | 868 | 706 | 235 | 202.0188 | 61.2318 | 37.0188 | 27.2318 | 664.7621 | 214.9119 | 32.4261 | 879.674 | 4180.2108 | 600 | 600 | 3580.2108
6 | 15 | 14 | 14.3 | 8.6 | 69 | 775 | 504 | 340 | 226.5119 | 55.8575 | 61.5119 | 21.8575 | 421.2668 | 310.9364 | 32.6529 | 732.2032 | 3479.4294 | 600 | 600 | 2879.4294
6 | 15 | 15 | 13.9 | 8.3 | 69 | 690 | 520 | 280 | 244.9786 | 48.0097 | 79.9786 | 14.0097 | 354.2704 | 256.0653 | 32.8239 | 610.3357 | 2900.3151 | 600 | 600 | 2300.3151
6 | 15 | 16 | 14.1 | 8.3 | 68 | 602 | 580 | 206 | 259.375 | 38.9897 | 0 | 4.9897 | 283.3061 | 188.3909 | 32.9572 | 471.6969 | 2241.5038 | 900 | 900 | 1341.5038
6 | 15 | 17 | 13.2 | 7 | 66 | 443 | 463 | 188 | 271.5266 | 29.552 | 0 | 4.448 | 125.2496 | 171.9295 | 33.0697 | 171.9295 | 817.0091 | 900 | 817.0091 | 0
6 | 15 | 18 | 12.5 | 7.6 | 72 | 171 | 66 | 144 | 282.624 | 20.1632 | 0 | 13.8368 | 2.7968 | 131.6907 | 33.1724 | 131.6907 | 625.7942 | 900 | 625.7942 | 0
6 | 15 | 19 | 11.9 | 8.2 | 78 | 75 | 0 | 75 | 293.4408 | 11.1867 | 0 | 22.8133 | 0 | 68.5889 | 33.2726 | 68.5889 | 325.9345 | 900 | 325.9345 | 0
6 | 15 | 20 | 11.4 | 8.6 | 83 | 14 | 0 | 14 | 304.5173 | 3.0509 | 0 | 30.9491 | 0 | 12.8033 | 33.3752 | 12.8033 | 60.8411 | 800 | 60.8411 | 0
6 | 15 | 21 | 10.7 | 8.9 | 89 | 0 | 0 | 0 | 316.2414 | -4.3368 | 0 | 0 | 0 | 0 | 33.4837 | 0 | 0 | 700 | 0 | 0
6 | 15 | 22 | 10.6 | 8.8 | 89 | 0 | 0 | 0 | 328.8449 | -10.1502 | 0 | 0 | 0 | 0 | 33.6004 | 0 | 0 | 600 | 0 | 0
6 | 15 | 23 | 10.4 | 9.1 | 92 | 0 | 0 | 0 | 342.3441 | -14.0816 | 0 | 0 | 0 | 0 | 33.7254 | 0 | 0 | 500 | 0 | 0
6 | 15 | 24 | 10 | 9 | 93 | 0 | 0 | 0 | 356.4796 | -15.8285 | 0 | 0 | 0 | 0 | 33.8563 | 0 | 0 | 400 | 0 | 0
6 | 16 | 1 | 9.5 | 9 | 97 | 0 | 0 | 0 | 10.7548 | -15.2267 | 0 | 0 | 0 | 0 | 30.6551 | 0 | 0 | 350 | 0 | 0
6 | 16 | 2 | 8.9 | 8.3 | 96 | 0 | 0 | 0 | 24.6156 | -12.3347 | 0 | 0 | 0 | 0 | 30.7835 | 0 | 0 | 350 | 0 | 0
6 | 16 | 3 | 8.2 | 8 | 99 | 0 | 0 | 0 | 37.6722 | -7.4056 | 0 | 0 | 0 | 0 | 30.9044 | 0 | 0 | 350 | 0 | 0
6 | 16 | 4 | 8.5 | 8.5 | 100 | 0 | 0 | 0 | 49.8092 | -0.51613 | 0 | 0 | 0 | 0 | 31.0168 | 0 | 0 | 350 | 0 | 0
6 | 16 | 5 | 9.8 | 9.4 | 97 | 7 | 0 | 7 | 61.1619 | 7.0503 | 0 | 26.9497 | 0 | 6.4016 | 31.1219 | 6.4016 | 30.4206 | 350 | 30.4206 | 0
6 | 16 | 6 | 10.9 | 10.3 | 96 | 52 | 0 | 52 | 72.0462 | 15.6864 | 0 | 18.3136 | 0 | 47.555 | 31.2226 | 47.555 | 225.9813 | 350 | 225.9813 | 0
6 | 16 | 7 | 12.5 | 11.4 | 93 | 140 | 19 | 133 | 82.923 | 24.9181 | 82.077 | 9.0819 | 7.9648 | 121.631 | 31.3234 | 121.631 | 577.9905 | 350 | 350 | 227.9905
6 | 16 | 8 | 13.4 | 9.9 | 79 | 391 | 350 | 214 | 94.4348 | 34.3825 | 70.5652 | 0.38252 | 217.6037 | 195.707 | 31.43 | 413.3108 | 1964.0527 | 350 | 350 | 1614.0527
6 | 16 | 9 | 14.2 | 9.4 | 73 | 524 | 475 | 217 | 107.5376 | 43.6816 | 57.4624 | 9.6816 | 375.2899 | 198.4506 | 31.5513 | 573.7404 | 2726.4146 | 350 | 350 | 2376.4146
6 | 16 | 10 | 14.4 | 9.1 | 70 | 438 | 121 | 346 | 123.7295 | 52.2329 | 41.2705 | 18.2329 | 110.445 | 316.4235 | 31.7012 | 426.8685 | 2028.4792 | 600 | 600 | 1428.4792
6 | 16 | 11 | 14.2 | 8.2 | 67 | 504 | 81 | 435 | 145.0933 | 59.0329 | 19.9067 | 25.0329 | 79.494 | 397.8157 | 31.899 | 477.3096 | 2268.1754 | 600 | 600 | 1668.1754
6 | 16 | 12 | 14.2 | 9.6 | 74 | 539 | 82 | 466 | 172.6014 | 62.4926 | 7.6014 | 28.4926 | 81.288 | 426.1658 | 32.1537 | 507.4537 | 2411.4201 | 600 | 600 | 1811.4201
6 | 16 | 13 | 13.7 | 7.9 | 68 | 270 | 2 | 268 | 201.9384 | 61.278 | 36.9384 | 27.278 | 1.8836 | 245.091 | 32.4254 | 246.9747 | 1173.6237 | 600 | 600 | 573.6237
6 | 16 | 14 | 15.8 | 9.5 | 66 | 256 | 2 | 255 | 226.4664 | 55.9119 | 61.4664 | 21.9119 | 1.6726 | 233.2023 | 32.6525 | 234.8749 | 1116.1255 | 600 | 600 | 516.1255
6 | 16 | 15 | 13.8 | 9.6 | 76 | 228 | 1 | 227 | 244.9528 | 48.0671 | 79.9528 | 14.0671 | 0.68194 | 207.5958 | 32.8236 | 208.2777 | 989.7356 | 600 | 600 | 389.7356
6 | 16 | 16 | 13.3 | 8.5 | 73 | 188 | 1 | 187 | 259.3577 | 39.0479 | 0 | 5.0479 | 0.48927 | 171.015 | 32.957 | 171.5043 | 814.9884 | 900 | 814.9884 | 0
6 | 16 | 17 | 12.5 | 9.3 | 81 | 138 | 0 | 138 | 271.512 | 29.6102 | 0 | 4.3898 | 0 | 126.2036 | 33.0696 | 126.2036 | 599.7195 | 900 | 599.7195 | 0
6 | 16 | 18 | 12.2 | 10.8 | 91 | 85 | 0 | 85 | 282.6089 | 20.2208 | 0 | 13.7792 | 0 | 77.7341 | 33.1723 | 77.7341 | 369.3924 | 900 | 369.3924 | 0
6 | 16 | 19 | 12.4 | 11.3 | 93 | 37 | 0 | 37 | 293.423 | 11.2431 | 0 | 22.7569 | 0 | 33.8372 | 33.2724 | 33.8372 | 160.7944 | 900 | 160.7944 | 0
6 | 16 | 20 | 11.8 | 10.8 | 94 | 7 | 0 | 7 | 304.4952 | 3.1031 | 0 | 30.8969 | 0 | 6.4016 | 33.375 | 6.4016 | 30.4206 | 800 | 30.4206 | 0
6 | 16 | 21 | 11.7 | 10.1 | 90 | 0 | 0 | 0 | 316.2133 | -4.2839 | 0 | 0 | 0 | 0 | 33.4835 | 0 | 0 | 700 | 0 | 0
6 | 16 | 22 | 11.7 | 9.7 | 88 | 0 | 0 | 0 | 328.8097 | -10.1024 | 0 | 0 | 0 | 0 | 33.6001 | 0 | 0 | 600 | 0 | 0
6 | 16 | 23 | 11.5 | 8.9 | 84 | 0 | 0 | 0 | 342.3011 | -14.0402 | 0 | 0 | 0 | 0 | 33.725 | 0 | 0 | 500 | 0 | 0
6 | 16 | 24 | 11 | 8 | 82 | 0 | 0 | 0 | 356.4297 | -15.7948 | 0 | 0 | 0 | 0 | 33.8558 | 0 | 0 | 400 | 0 | 0
6 | 17 | 1 | 11.1 | 7.1 | 76 | 0 | 0 | 0 | 10.6998 | -15.2021 | 0 | 0 | 0 | 0 | 30.6546 | 0 | 0 | 350 | 0 | 0
6 | 17 | 2 | 11.4 | 7.5 | 77 | 0 | 0 | 0 | 24.558 | -12.3192 | 0 | 0 | 0 | 0 | 30.7829 | 0 | 0 | 350 | 0 | 0
6 | 17 | 3 | 11.4 | 7.5 | 77 | 0 | 0 | 0 | 37.6139 | -7.3986 | 0 | 0 | 0 | 0 | 30.9038 | 0 | 0 | 350 | 0 | 0
6 | 17 | 4 | 11.7 | 7.5 | 75 | 0 | 0 | 0 | 49.7511 | -0.5165 | 0 | 0 | 0 | 0 | 31.0162 | 0 | 0 | 350 | 0 | 0
6 | 17 | 5 | 11.5 | 8.1 | 80 | 11 | 0 | 11 | 61.1038 | 7.0445 | 0 | 26.9555 | 0 | 10.0597 | 31.1213 | 10.0597 | 47.8037 | 350 | 47.8037 | 0
6 | 17 | 6 | 11.8 | 8.6 | 81 | 68 | 14 | 66 | 71.9871 | 15.6764 | 0 | 18.3236 | 2.74 | 60.3582 | 31.2221 | 60.3582 | 286.8224 | 350 | 286.8224 | 0
6 | 17 | 7 | 12.8 | 8.4 | 75 | 140 | 21 | 132 | 82.8609 | 24.9058 | 82.1391 | 9.0942 | 8.7885 | 120.7165 | 31.3228 | 120.7165 | 573.6447 | 350 | 350 | 223.6447
6 | 17 | 8 | 13.5 | 8.8 | 73 | 246 | 60 | 216 | 94.3669 | 34.3697 | 70.6331 | 0.36967 | 37.2648 | 197.5361 | 31.4293 | 234.8008 | 1115.7735 | 350 | 350 | 765.7735
6 | 17 | 9 | 14.2 | 8 | 66 | 350 | 101 | 285 | 107.4597 | 43.6708 | 57.5403 | 9.6708 | 79.7442 | 260.6379 | 31.5506 | 340.382 | 1617.4955 | 350 | 350 | 1267.4955
6 | 17 | 10 | 15.3 | 7.7 | 60 | 439 | 114 | 352 | 123.6365 | 52.2279 | 41.3635 | 18.2279 | 104.012 | 321.9106 | 31.7003 | 425.9226 | 2023.9844 | 600 | 600 | 1423.9844
6 | 17 | 11 | 15.9 | 4.4 | 46 | 666 | 337 | 382 | 144.9831 | 59.0394 | 20.0169 | 25.0394 | 330.6696 | 349.3462 | 31.898 | 680.0158 | 3231.4349 | 600 | 600 | 2631.4349
6 | 17 | 12 | 16.5 | 4.2 | 44 | 714 | 344 | 407 | 172.4891 | 62.5161 | 7.4891 | 28.5161 | 341.0205 | 372.2091 | 32.1527 | 713.2296 | 3389.2672 | 600 | 600 | 2789.2672
6 | 17 | 13 | 16.7 | 4.7 | 45 | 902 | 686 | 287 | 201.8535 | 61.3175 | 36.8535 | 27.3175 | 646.2566 | 262.4669 | 32.4246 | 908.7235 | 4318.254 | 600 | 600 | 3718.254
6 | 17 | 14 | 16.9 | 6.3 | 50 | 857 | 801 | 166 | 226.4142 | 55.9605 | 61.4142 | 21.9605 | 670.2396 | 151.8101 | 32.652 | 822.0497 | 3906.3803 | 600 | 600 | 3306.3803
6 | 17 | 15 | 16.1 | 6 | 51 | 764 | 770 | 155 | 244.9202 | 48.1193 | 79.9202 | 14.1193 | 525.5901 | 141.7504 | 32.8233 | 667.3405 | 3171.2022 | 600 | 600 | 2571.2022
6 | 17 | 16 | 15.7 | 7 | 56 | 626 | 669 | 168 | 259.3342 | 39.1013 | 0 | 5.1013 | 327.8587 | 153.6392 | 32.9568 | 481.4978 | 2288.0778 | 900 | 900 | 1388.0778
6 | 17 | 17 | 15.9 | 6.8 | 55 | 462 | 538 | 165 | 271.4918 | 29.6636 | 0 | 4.3364 | 146.5286 | 150.8956 | 33.0694 | 150.8956 | 717.0559 | 900 | 717.0559 | 0
6 | 17 | 18 | 14.9 | 6.9 | 59 | 284 | 337 | 149 | 282.5887 | 20.2736 | 0 | 13.7264 | 14.9405 | 136.2633 | 33.1721 | 136.2633 | 647.5232 | 900 | 647.5232 | 0
6 | 17 | 19 | 14.3 | 6.1 | 58 | 125 | 110 | 98 | 293.4006 | 11.2943 | 0 | 22.7057 | 0 | 89.6228 | 33.2722 | 89.6228 | 425.8877 | 900 | 425.8877 | 0
6 | 17 | 20 | 13.1 | 7.9 | 71 | 23 | 0 | 23 | 304.4689 | 3.1502 | 0 | 30.8498 | 0 | 21.0339 | 33.3747 | 21.0339 | 99.9532 | 800 | 99.9532 | 0
6 | 17 | 21 | 11.9 | 8 | 77 | 0 | 0 | 0 | 316.1817 | -4.237 | 0 | 0 | 0 | 0 | 33.4832 | 0 | 0 | 700 | 0 | 0
6 | 17 | 22 | 11 | 7.3 | 78 | 0 | 0 | 0 | 328.7717 | -10.061 | 0 | 0 | 0 | 0 | 33.5997 | 0 | 0 | 600 | 0 | 0
6 | 17 | 23 | 10.6 | 7 | 78 | 0 | 0 | 0 | 342.2564 | -14.0053 | 0 | 0 | 0 | 0 | 33.7246 | 0 | 0 | 500 | 0 | 0
6 | 17 | 24 | 10.7 | 7.6 | 81 | 0 | 0 | 0 | 356.3792 | -15.7681 | 0 | 0 | 0 | 0 | 33.8554 | 0 | 0 | 400 | 0 | 0
6 | 18 | 1 | 9.1 | 7.6 | 90 | 0 | 0 | 0 | 10.6455 | -15.1843 | 0 | 0 | 0 | 0 | 30.6541 | 0 | 0 | 350 | 0 | 0
6 | 18 | 2 | 9.2 | 7.3 | 88 | 0 | 0 | 0 | 24.5022 | -12.3104 | 0 | 0 | 0 | 0 | 30.7824 | 0 | 0 | 350 | 0 | 0
6 | 18 | 3 | 10 | 7 | 82 | 0 | 0 | 0 | 37.5584 | -7.398 | 0 | 0 | 0 | 0 | 30.9033 | 0 | 0 | 350 | 0 | 0
6 | 18 | 4 | 10.8 | 7.4 | 79 | 0 | 0 | 0 | 49.6965 | -0.52529 | 0 | 0 | 0 | 0 | 31.0157 | 0 | 0 | 350 | 0 | 0
6 | 18 | 5 | 11.2 | 8.6 | 84 | 7 | 0 | 7 | 61.0498 | 7.0331 | 0 | 26.9669 | 0 | 6.4016 | 31.1208 | 6.4016 | 30.4206 | 350 | 30.4206 | 0
6 | 18 | 6 | 11.6 | 9 | 84 | 68 | 14 | 66 | 71.9326 | 15.6612 | 0 | 18.3388 | 2.7298 | 60.3582 | 31.2216 | 60.3582 | 286.8224 | 350 | 286.8224 | 0
6 | 18 | 7 | 13.1 | 9.1 | 77 | 209 | 199 | 139 | 82.8039 | 24.8883 | 82.1961 | 9.1117 | 83.1378 | 127.1181 | 31.3223 | 127.1181 | 604.0653 | 350 | 350 | 254.0653
6 | 18 | 8 | 14.2 | 8.9 | 70 | 402 | 437 | 180 | 94.3046 | 34.3517 | 70.6954 | 0.35168 | 271.1251 | 164.6134 | 31.4287 | 435.7385 | 2070.6293 | 350 | 350 | 1720.6293
6 | 18 | 9 | 15.6 | 8.8 | 64 | 576 | 605 | 186 | 107.3879 | 43.6547 | 57.6121 | 9.6547 | 477.3498 | 170.1005 | 31.5499 | 647.4503 | 3076.684 | 350 | 350 | 2726.684
6 | 18 | 10 | 16.1 | 7.3 | 56 | 723 | 714 | 180 | 123.5496 | 52.2171 | 41.4504 | 18.2171 | 651.1749 | 164.6134 | 31.6995 | 815.7883 | 3876.6261 | 600 | 600 | 3276.6261
6 | 18 | 11 | 16.5 | 9.2 | 62 | 830 | 783 | 169 | 144.8778 | 59.0393 | 20.1222 | 25.0393 | 768.1496 | 154.5537 | 31.897 | 922.7033 | 4384.6859 | 600 | 600 | 3784.6859
6 | 18 | 12 | 16 | 9.2 | 64 | 889 | 795 | 180 | 172.3775 | 62.5327 | 7.3775 | 28.5327 | 788.1407 | 164.6134 | 32.1516 | 952.7541 | 4527.4874 | 600 | 600 | 3927.4874
6 | 18 | 13 | 17.1 | 9 | 59 | 899 | 802 | 178 | 201.7644 | 61.3505 | 36.7644 | 27.3505 | 755.7388 | 162.7843 | 32.4237 | 918.5232 | 4364.8222 | 600 | 600 | 3764.8222
6 | 18 | 14 | 16.8 | 9.6 | 62 | 854 | 789 | 173 | 226.3555 | 56.0031 | 61.3555 | 22.0031 | 660.5626 | 158.2118 | 32.6514 | 818.7744 | 3890.8159 | 600 | 600 | 3290.8159
6 | 18 | 15 | 17.2 | 9.1 | 59 | 762 | 759 | 161 | 244.881 | 48.1662 | 79.881 | 14.1662 | 518.5711 | 147.2375 | 32.823 | 665.8087 | 3163.9228 | 600 | 600 | 2563.9228
6 | 18 | 16 | 16.6 | 8.4 | 58 | 627 | 669 | 169 | 259.3045 | 39.1497 | 0 | 5.1497 | 328.3874 | 154.5537 | 32.9565 | 482.941 | 2294.9358 | 900 | 900 | 1394.9358
6 | 18 | 17 | 16.5 | 9.9 | 65 | 461 | 531 | 167 | 271.4659 | 29.7122 | 0 | 4.2878 | 145.0932 | 152.7246 | 33.0691 | 152.7246 | 725.7475 | 900 | 725.7475 | 0
6 | 18 | 18 | 15.6 | 10.3 | 71 | 284 | 333 | 150 | 282.5634 | 20.3214 | 0 | 13.6786 | 15.0724 | 137.1778 | 33.1719 | 137.1778 | 651.869 | 900 | 651.869 | 0
6 | 18 | 19 | 14.5 | 9.7 | 73 | 126 | 109 | 99 | 293.3737 | 11.3403 | 0 | 22.6597 | 0 | 90.5374 | 33.272 | 90.5374 | 430.2335 | 900 | 430.2335 | 0
6 | 18 | 20 | 13 | 10.1 | 83 | 24 | 0 | 24 | 304.4387 | 3.1919 | 0 | 30.8081 | 0 | 21.9485 | 33.3744 | 21.9485 | 104.299 | 800 | 104.299 | 0
6 | 18 | 21 | 12.1 | 10.3 | 89 | 0 | 0 | 0 | 316.1467 | -4.1962 | 0 | 0 | 0 | 0 | 33.4828 | 0 | 0 | 700 | 0 | 0
6 | 18 | 22 | 11.8 | 10.2 | 90 | 0 | 0 | 0 | 328.7311 | -10.026 | 0 | 0 | 0 | 0 | 33.5994 | 0 | 0 | 600 | 0 | 0
6 | 18 | 23 | 11.7 | 10.3 | 91 | 0 | 0 | 0 | 342.2102 | -13.9772 | 0 | 0 | 0 | 0 | 33.7242 | 0 | 0 | 500 | 0 | 0
6 | 18 | 24 | 11.8 | 9.8 | 88 | 0 | 0 | 0 | 356.3283 | -15.7482 | 0 | 0 | 0 | 0 | 33.8549 | 0 | 0 | 400 | 0 | 0
6 | 19 | 1 | 11.7 | 9.6 | 87 | 0 | 0 | 0 | 10.592 | -15.1733 | 0 | 0 | 0 | 0 | 30.6536 | 0 | 0 | 350 | 0 | 0
6 | 19 | 2 | 11.6 | 9.4 | 86 | 0 | 0 | 0 | 24.4483 | -12.3082 | 0 | 0 | 0 | 0 | 30.7819 | 0 | 0 | 350 | 0 | 0
6 | 19 | 3 | 11.5 | 9.5 | 88 | 0 | 0 | 0 | 37.5056 | -7.4036 | 0 | 0 | 0 | 0 | 30.9028 | 0 | 0 | 350 | 0 | 0
6 | 19 | 4 | 11.2 | 9.4 | 89 | 0 | 0 | 0 | 49.6454 | -0.54234 | 0 | 0 | 0 | 0 | 31.0152 | 0 | 0 | 350 | 0 | 0
6 | 19 | 5 | 11.4 | 9.9 | 90 | 12 | 0 | 12 | 60.9999 | 7.0163 | 0 | 26.9837 | 0 | 10.9742 | 31.1204 | 10.9742 | 52.1495 | 350 | 52.1495 | 0
6 | 19 | 6 | 12.1 | 10.1 | 88 | 85 | 63 | 73 | 71.8826 | 15.6406 | 0 | 18.3594 | 12.2363 | 66.7599 | 31.2211 | 66.7599 | 317.2429 | 350 | 317.2429 | 0
6 | 19 | 7 | 13.5 | 10.6 | 83 | 230 | 270 | 134 | 82.752 | 24.8656 | 82.248 | 9.1344 | 112.6003 | 122.5455 | 31.3218 | 122.5455 | 582.3363 | 350 | 350 | 232.3363
6 | 19 | 8 | 14.8 | 11 | 78 | 404 | 443 | 179 | 94.248 | 34.3286 | 70.752 | 0.3286 | 274.5531 | 163.6989 | 31.4282 | 438.252 | 2082.5734 | 350 | 350 | 1732.5734
6 | 19 | 9 | 16.1 | 11.5 | 74 | 574 | 638 | 162 | 107.3223 | 43.6333 | 57.6777 | 9.6333 | 503.0435 | 148.152 | 31.5493 | 651.1955 | 3094.4812 | 350 | 350 | 2744.4812
6 | 19 | 10 | 16.8 | 11.9 | 73 | 720 | 723 | 170 | 123.4691 | 52.2006 | 41.5309 | 18.2006 | 659.1156 | 155.4682 | 31.6988 | 814.5837 | 3870.902 | 600 | 600 | 3270.902
6 | 19 | 11 | 17.4 | 11.9 | 70 | 827 | 776 | 171 | 144.7777 | 59.0329 | 20.2223 | 25.0329 | 761.1498 | 156.3827 | 31.8961 | 917.5325 | 4360.1145 | 600 | 600 | 3760.1145
6 | 19 | 12 | 17.5 | 11.7 | 69 | 887 | 813 | 162 | 172.267 | 62.5423 | 7.267 | 28.5423 | 806.0219 | 148.152 | 32.1506 | 954.174 | 4534.2348 | 600 | 600 | 3934.2348
6 | 19 | 13 | 18.2 | 10.6 | 61 | 897 | 796 | 182 | 201.6712 | 61.3767 | 36.6712 | 27.3767 | 750.2937 | 166.4424 | 32.4229 | 916.7361 | 4356.33 | 600 | 600 | 3756.33
6 | 19 | 14 | 18.1 | 8 | 52 | 856 | 794 | 170 | 226.2904 | 56.0399 | 61.2904 | 22.0399 | 665.1187 | 155.4682 | 32.6508 | 820.5869 | 3899.4287 | 600 | 600 | 3299.4287
6 | 19 | 15 | 18.8 | 8.2 | 50 | 763 | 763 | 159 | 244.8351 | 48.2078 | 79.8351 | 14.2078 | 521.7937 | 145.4085 | 32.8225 | 667.2022 | 3170.5449 | 600 | 600 | 2570.5449
6 | 19 | 16 | 18.7 | 7.1 | 47 | 629 | 673 | 167 | 259.2687 | 39.1931 | 0 | 5.1931 | 330.874 | 152.7246 | 32.9562 | 483.5987 | 2298.0609 | 900 | 900 | 1398.0609
6 | 19 | 17 | 18.2 | 5.9 | 44 | 464 | 541 | 164 | 271.4345 | 29.7558 | 0 | 4.2442 | 148.2928 | 149.9811 | 33.0688 | 149.9811 | 712.7101 | 900 | 712.7101 | 0
6 | 19 | 18 | 18.2 | 10.2 | 60 | 285 | 333 | 150 | 282.5331 | 20.3641 | 0 | 13.6359 | 15.3699 | 137.1778 | 33.1716 | 137.1778 | 651.869 | 900 | 651.869 | 0
6 | 19 | 19 | 15.7 | 8.9 | 64 | 126 | 110 | 99 | 293.3423 | 11.3812 | 0 | 22.6188 | 0 | 90.5374 | 33.2717 | 90.5374 | 430.2335 | 900 | 430.2335 | 0
6 | 19 | 20 | 14.2 | 8.5 | 69 | 24 | 0 | 24 | 304.4044 | 3.2284 | 0 | 30.7716 | 0 | 21.9485 | 33.3741 | 21.9485 | 104.299 | 800 | 104.299 | 0
6 | 19 | 21 | 13.7 | 9.6 | 76 | 0 | 0 | 0 | 316.1084 | -4.1614 | 0 | 0 | 0 | 0 | 33.4825 | 0 | 0 | 700 | 0 | 0
6 | 19 | 22 | 13.5 | 10 | 79 | 0 | 0 | 0 | 328.6879 | -9.9974 | 0 | 0 | 0 | 0 | 33.599 | 0 | 0 | 600 | 0 | 0
6 | 19 | 23 | 13.2 | 9.9 | 80 | 0 | 0 | 0 | 342.1623 | -13.9557 | 0 | 0 | 0 | 0 | 33.7237 | 0 | 0 | 500 | 0 | 0
6 | 19 | 24 | 12.8 | 10.1 | 84 | 0 | 0 | 0 | 356.277 | -15.7351 | 0 | 0 | 0 | 0 | 33.8544 | 0 | 0 | 400 | 0 | 0
6 | 20 | 1 | 12.4 | 10.3 | 87 | 0 | 0 | 0 | 10.5393 | -15.1692 | 0 | 0 | 0 | 0 | 30.6531 | 0 | 0 | 350 | 0 | 0
6 | 20 | 2 | 12.1 | 10.6 | 90 | 0 | 0 | 0 | 24.3964 | -12.3126 | 0 | 0 | 0 | 0 | 30.7814 | 0 | 0 | 350 | 0 | 0
6 | 20 | 3 | 11.9 | 10.8 | 93 | 0 | 0 | 0 | 37.4557 | -7.4156 | 0 | 0 | 0 | 0 | 30.9024 | 0 | 0 | 350 | 0 | 0
6 | 20 | 4 | 11.9 | 11 | 94 | 0 | 0 | 0 | 49.5978 | -0.5674 | 0 | 0 | 0 | 0 | 31.0148 | 0 | 0 | 350 | 0 | 0
6 | 20 | 5 | 12 | 11.4 | 96 | 9 | 0 | 9 | 60.9541 | 6.994 | 0 | 27.006 | 0 | 8.2307 | 31.1199 | 8.2307 | 39.1121 | 350 | 39.1121 | 0
6 | 20 | 6 | 12 | 11.8 | 99 | 25 | 0 | 25 | 71.8373 | 15.6149 | 0 | 18.3851 | 0 | 22.863 | 31.2207 | 22.863 | 108.6448 | 350 | 108.6448 | 0
6 | 20 | 7 | 11.9 | 11.9 | 100 | 69 | 0 | 69 | 82.7053 | 24.838 | 82.2947 | 9.162 | 0 | 63.1018 | 31.3213 | 63.1018 | 299.8597 | 350 | 299.8597 | 0
6 | 20 | 8 | 12.5 | 12.1 | 97 | 121 | 0 | 121 | 94.197 | 34.3005 | 70.803 | 0.3005 | 0 | 110.6568 | 31.4278 | 110.6568 | 525.841 | 350 | 350 | 175.841
6 | 20 | 9 | 13.6 | 12.5 | 93 | 172 | 1 | 171 | 107.2629 | 43.6066 | 57.7371 | 9.6066 | 0.78793 | 156.3827 | 31.5487 | 157.1706 | 746.8749 | 350 | 350 | 396.8749
6 | 20 | 10 | 14.1 | 12.5 | 90 | 435 | 91 | 366 | 123.3951 | 52.1784 | 41.6049 | 18.1784 | 82.9262 | 334.7139 | 31.6981 | 417.6401 | 1984.6257 | 600 | 600 | 1384.6257
6 | 20 | 11 | 14.5 | 12.7 | 89 | 500 | 116 | 402 | 144.6828 | 59.0201 | 20.3172 | 25.0201 | 113.7616 | 367.6366 | 31.8952 | 481.3981 | 2287.6039 | 600 | 600 | 1687.6039
6 | 20 | 12 | 15.1 | 12.4 | 84 | 537 | 118 | 432 | 172.1578 | 62.545 | 7.1578 | 28.545 | 116.9939 | 395.0721 | 32.1496 | 512.066 | 2433.3375 | 600 | 600 | 1833.3375
6 | 20 | 13 | 14.5 | 12.9 | 90 | 894 | 535 | 413 | 201.5743 | 61.3963 | 36.5743 | 27.3963 | 504.4255 | 377.6963 | 32.422 | 882.1217 | 4191.8426 | 600 | 600 | 3591.8426
6 | 20 | 14 | 16.8 | 12.7 | 77 | 851 | 800 | 160 | 226.2191 | 56.0706 | 61.2191 | 22.0706 | 670.5205 | 146.323 | 32.6502 | 816.8435 | 3881.6403 | 600 | 600 | 3281.6403
6 | 20 | 15 | 16.6 | 12.6 | 77 | 759 | 769 | 150 | 244.7828 | 48.2441 | 79.7828 | 14.2441 | 526.3873 | 137.1778 | 32.8221 | 663.5651 | 3153.2615 | 600 | 600 | 2553.2615
6 | 20 | 16 | 16.6 | 12.5 | 77 | 625 | 676 | 161 | 259.2268 | 39.2315 | 0 | 5.2315 | 332.8651 | 147.2375 | 32.9558 | 480.1026 | 2281.4475 | 900 | 900 | 1381.4475
6 | 20 | 17 | 16.8 | 12.8 | 77 | 460 | 560 | 150 | 271.3976 | 29.7945 | 0 | 4.2055 | 153.9703 | 137.1778 | 33.0685 | 137.1778 | 651.869 | 900 | 651.869 | 0
6 | 20 | 18 | 17.1 | 13.2 | 78 | 284 | 365 | 137 | 282.4978 | 20.4018 | 0 | 13.5982 | 17.1595 | 125.2891 | 33.1713 | 125.2891 | 595.3737 | 900 | 595.3737 | 0
6 | 20 | 19 | 16.5 | 12.7 | 78 | 126 | 131 | 94 | 293.3064 | 11.4167 | 0 | 22.5833 | 0 | 85.9648 | 33.2714 | 85.9648 | 408.5046 | 900 | 408.5046 | 0
6 | 20 | 20 | 16 | 11.8 | 76 | 24 | 0 | 24 | 304.3663 | 3.2595 | 0 | 30.7405 | 0 | 21.9485 | 33.3738 | 21.9485 | 104.299 | 800 | 104.299 | 0
6 | 20 | 21 | 15.2 | 11.1 | 76 | 1 | 0 | 1 | 316.0668 | -4.1328 | 0 | 0 | 0 | 0.91452 | 33.4821 | 0.91452 | 4.3458 | 700 | 4.3458 | 0
6 | 20 | 22 | 14.8 | 11.1 | 78 | 0 | 0 | 0 | 328.6423 | -9.9752 | 0 | 0 | 0 | 0 | 33.5985 | 0 | 0 | 600 | 0 | 0
6 | 20 | 23 | 15.1 | 11 | 76 | 0 | 0 | 0 | 342.113 | -13.941 | 0 | 0 | 0 | 0 | 33.7233 | 0 | 0 | 500 | 0 | 0
6 | 20 | 24 | 15 | 10.9 | 76 | 0 | 0 | 0 | 356.2254 | -15.7289 | 0 | 0 | 0 | 0 | 33.8539 | 0 | 0 | 400 | 0 | 0
6 | 21 | 1 | 15 | 10.9 | 76 | 0 | 0 | 0 | 10.4876 | -15.1718 | 0 | 0 | 0 | 0 | 30.6527 | 0 | 0 | 350 | 0 | 0
6 | 21 | 2 | 14.7 | 11.1 | 79 | 0 | 0 | 0 | 24.3465 | -12.3236 | 0 | 0 | 0 | 0 | 30.781 | 0 | 0 | 350 | 0 | 0
6 | 21 | 3 | 14.2 | 11.4 | 83 | 0 | 0 | 0 | 37.4088 | -7.4338 | 0 | 0 | 0 | 0 | 30.9019 | 0 | 0 | 350 | 0 | 0
6 | 21 | 4 | 13.4 | 11.5 | 88 | 0 | 0 | 0 | 49.5539 | -0.60018 | 0 | 0 | 0 | 0 | 31.0144 | 0 | 0 | 350 | 0 | 0
6 | 21 | 5 | 13.9 | 12 | 88 | 9 | 0 | 9 | 60.9125 | 6.9664 | 0 | 27.0336 | 0 | 8.2307 | 31.1196 | 8.2307 | 39.1121 | 350 | 39.1121 | 0
6 | 21 | 6 | 14.2 | 12.3 | 88 | 67 | 18 | 64 | 71.7967 | 15.584 | 0 | 18.416 | 3.4672 | 58.5292 | 31.2203 | 58.5292 | 278.1308 | 350 | 278.1308 | 0
6 | 21 | 7 | 15.2 | 12.7 | 85 | 182 | 110 | 143 | 82.6638 | 24.8053 | 82.3362 | 9.1947 | 45.7056 | 130.7762 | 31.321 | 130.7762 | 621.4484 | 350 | 350 | 271.4484
6 | 21 | 8 | 15.4 | 12.8 | 84 | 320 | 184 | 227 | 94.1519 | 34.2674 | 70.8481 | 0.26743 | 113.7868 | 207.5958 | 31.4273 | 321.3826 | 1527.2101 | 350 | 350 | 1177.2101
6 | 21 | 9 | 16.8 | 13.3 | 80 | 552 | 498 | 231 | 107.21 | 43.5748 | 57.79 | 9.5748 | 392.1232 | 211.2538 | 31.5482 | 603.377 | 2867.2475 | 350 | 350 | 2517.2475
6 | 21 | 10 | 16.5 | 13.1 | 80 | 572 | 290 | 352 | 123.3278 | 52.1506 | 41.6722 | 18.1506 | 264.1675 | 321.9106 | 31.6975 | 586.0781 | 2785.0432 | 600 | 600 | 2185.0432
6 | 21 | 11 | 16.4 | 13 | 80 | 500 | 133 | 388 | 144.5935 | 59.0009 | 20.4065 | 25.0009 | 130.4138 | 354.8333 | 31.8944 | 485.2471 | 2305.894 | 600 | 600 | 1705.894
6 | 21 | 12 | 17.2 | 13.1 | 77 | 876 | 642 | 304 | 172.0502 | 62.5408 | 7.0502 | 28.5408 | 636.5696 | 278.0137 | 32.1486 | 914.5833 | 4346.1 | 600 | 600 | 3746.1
6 | 21 | 13 | 17.5 | 13.1 | 75 | 811 | 526 | 338 | 201.4737 | 61.4091 | 36.4737 | 27.4091 | 496.0871 | 309.1073 | 32.4211 | 805.1945 | 3826.2842 | 600 | 600 | 3226.2842
6 | 21 | 14 | 18.4 | 13.7 | 74 | 677 | 321 | 400 | 226.1416 | 56.0954 | 61.1416 | 22.0954 | 269.1981 | 365.8075 | 32.6495 | 635.0056 | 3017.5466 | 600 | 600 | 2417.5466
6 | 21 | 15 | 19.1 | 13.7 | 71 | 604 | 271 | 389 | 244.724 | 48.2748 | 79.724 | 14.2748 | 185.6733 | 355.7478 | 32.8215 | 541.4211 | 2572.8331 | 600 | 600 | 1972.8331
6 | 21 | 16 | 17.7 | 12.9 | 73 | 498 | 292 | 298 | 259.179 | 39.2648 | 0 | 5.2648 | 144.0004 | 272.5266 | 32.9554 | 416.527 | 1979.3365 | 900 | 900 | 1079.3365
6 | 21 | 17 | 18 | 13.2 | 74 | 418 | 390 | 202 | 271.3554 | 29.8281 | 0 | 4.1719 | 107.5459 | 184.7328 | 33.0681 | 184.7328 | 877.8502 | 900 | 877.8502 | 0
6 | 21 | 18 | 16.6 | 12.8 | 78 | 259 | 218 | 171 | 282.4577 | 20.4344 | 0 | 13.5656 | 10.4271 | 156.3827 | 33.1709 | 156.3827 | 743.1306 | 900 | 743.1306 | 0
6 | 21 | 19 | 16.1 | 12.3 | 78 | 101 | 37 | 92 | 293.2661 | 11.4469 | 0 | 22.5531 | 0 | 84.1357 | 33.271 | 84.1357 | 399.813 | 900 | 399.813 | 0
6 | 21 | 20 | 15.2 | 12.3 | 83 | 20 | 0 | 20 | 304.3243 | 3.2851 | 0 | 30.7149 | 0 | 18.2904 | 33.3734 | 18.2904 | 86.9159 | 800 | 86.9159 | 0
6 | 21 | 21 | 13.8 | 12.3 | 91 | 1 | 0 | 1 | 316.022 | -4.1104 | 0 | 0 | 0 | 0.91452 | 33.4817 | 0.91452 | 4.3458 | 700 | 4.3458 | 0
6 | 21 | 22 | 13.1 | 12.2 | 94 | 0 | 0 | 0 | 328.5943 | -9.9595 | 0 | 0 | 0 | 0 | 33.5981 | 0 | 0 | 600 | 0 | 0
6 | 21 | 23 | 12.9 | 12.1 | 95 | 0 | 0 | 0 | 342.0623 | -13.9331 | 0 | 0 | 0 | 0 | 33.7228 | 0 | 0 | 500 | 0 | 0
6 | 21 | 24 | 12.8 | 12.1 | 96 | 0 | 0 | 0 | 356.1737 | -15.7296 | 0 | 0 | 0 | 0 | 33.8535 | 0 | 0 | 400 | 0 | 0
6 | 22 | 1 | 12.6 | 12 | 96 | 0 | 0 | 0 | 10.4369 | -15.1813 | 0 | 0 | 0 | 0 | 30.6522 | 0 | 0 | 350 | 0 | 0
6 | 22 | 2 | 12.6 | 11.8 | 95 | 0 | 0 | 0 | 24.2987 | -12.3411 | 0 | 0 | 0 | 0 | 30.7805 | 0 | 0 | 350 | 0 | 0
6 | 22 | 3 | 13.3 | 12.4 | 94 | 0 | 0 | 0 | 37.3648 | -7.4583 | 0 | 0 | 0 | 0 | 30.9015 | 0 | 0 | 350 | 0 | 0
6 | 22 | 4 | 13.1 | 12.5 | 96 | 0 | 0 | 0 | 49.5137 | -0.6403 | 0 | 0 | 0 | 0 | 31.014 | 0 | 0 | 350 | 0 | 0
6 | 22 | 5 | 13 | 12.6 | 97 | 12 | 0 | 12 | 60.8752 | 6.9335 | 0 | 27.0665 | 0 | 10.9742 | 31.1192 | 10.9742 | 52.1495 | 350 | 52.1495 | 0
6 | 22 | 6 | 14.4 | 13.5 | 94 | 84 | 74 | 69 | 71.7609 | 15.5481 | 0 | 18.4519 | 14.1918 | 63.1018 | 31.22 | 63.1018 | 299.8597 | 350 | 299.8597 | 0
6 | 22 | 7 | 16.7 | 14.6 | 87 | 225 | 252 | 136 | 82.6276 | 24.7678 | 82.3724 | 9.2322 | 104.508 | 124.3746 | 31.3206 | 124.3746 | 591.0279 | 350 | 350 | 241.0279
6 | 22 | 8 | 17.2 | 14.4 | 84 | 363 | 350 | 186 | 94.1126 | 34.2295 | 70.8874 | 0.22946 | 216.2026 | 170.1005 | 31.427 | 386.3031 | 1835.7124 | 350 | 350 | 1485.7124
6 | 22 | 9 | 18.8 | 15.4 | 81 | 517 | 418 | 248 | 107.1634 | 43.538 | 57.8366 | 9.538 | 328.9086 | 226.8007 | 31.5478 | 555.7093 | 2640.7305 | 350 | 350 | 2290.7305
6 | 22 | 10 | 18.4 | 14.6 | 79 | 708 | 629 | 230 | 123.2671 | 52.1172 | 41.7329 | 18.1172 | 572.7525 | 210.3393 | 31.6969 | 783.0918 | 3721.2521 | 600 | 600 | 3121.2521
6 | 22 | 11 | 18 | 14.8 | 82 | 821 | 760 | 180 | 144.5099 | 58.9754 | 20.4901 | 24.9754 | 745.1174 | 164.6134 | 31.8936 | 909.7307 | 4323.0405 | 600 | 600 | 3723.0405
6 | 22 | 12 | 19.1 | 14.5 | 75 | 883 | 802 | 169 | 171.9443 | 62.5296 | 6.9443 | 28.5296 | 795.2799 | 154.5537 | 32.1476 | 949.8336 | 4513.6093 | 600 | 600 | 3913.6093
6 | 22 | 13 | 19.8 | 14.3 | 71 | 893 | 805 | 169 | 201.3698 | 61.4151 | 36.3698 | 27.4151 | 759.4529 | 154.5537 | 32.4201 | 914.0066 | 4343.3592 | 600 | 600 | 3743.3592
6 | 22 | 14 | 19.8 | 13.4 | 67 | 851 | 797 | 161 | 226.0582 | 56.114 | 61.0582 | 22.114 | 668.7613 | 147.2375 | 32.6487 | 815.9989 | 3877.6266 | 600 | 600 | 3277.6266
6 | 22 | 15 | 20.4 | 14.5 | 69 | 758 | 762 | 154 | 244.6589 | 48.3001 | 79.6589 | 14.3001 | 522.555 | 140.8359 | 32.8209 | 663.3909 | 3152.4334 | 600 | 600 | 2552.4334
6 | 22 | 16 | 19.6 | 17 | 85 | 616 | 690 | 141 | 259.1253 | 39.2928 | 0 | 5.2928 | 340.78 | 128.9471 | 32.9549 | 469.7271 | 2232.1433 | 900 | 900 | 1332.1433
6 | 22 | 17 | 18.5 | 12.6 | 68 | 368 | 213 | 250 | 271.3077 | 29.8567 | 0 | 4.1433 | 58.9036 | 228.6297 | 33.0677 | 228.6297 | 1086.4483 | 900 | 900 | 186.4483
6 | 22 | 18 | 18.1 | 13.9 | 76 | 228 | 133 | 174 | 282.4127 | 20.4618 | 0 | 13.5382 | 6.4651 | 159.1263 | 33.1705 | 159.1263 | 756.168 | 900 | 756.168 | 0
6 | 22 | 19 | 16.6 | 13.6 | 82 | 101 | 18 | 97 | 293.2216 | 11.4716 | 0 | 22.5284 | 0 | 88.7083 | 33.2706 | 88.7083 | 421.5419 | 900 | 421.5419 | 0
6 | 22 | 20 | 15.3 | 13.4 | 88 | 15 | 0 | 15 | 304.2785 | 3.3053 | 0 | 30.6947 | 0 | 13.7178 | 33.3729 | 13.7178 | 65.1869 | 800 | 65.1869 | 0
6 | 22 | 21 | 15 | 13.4 | 90 | 0 | 0 | 0 | 315.974 | -4.0942 | 0 | 0 | 0 | 0 | 33.4812 | 0 | 0 | 700 | 0 | 0
6 | 22 | 22 | 15.1 | 13.8 | 92 | 0 | 0 | 0 | 328.5439 | -9.9503 | 0 | 0 | 0 | 0 | 33.5976 | 0 | 0 | 600 | 0 | 0
6 | 22 | 23 | 15.1 | 14 | 93 | 0 | 0 | 0 | 342.0103 | -13.9318 | 0 | 0 | 0 | 0 | 33.7223 | 0 | 0 | 500 | 0 | 0
6 | 22 | 24 | 14.7 | 14.2 | 97 | 0 | 0 | 0 | 356.1217 | -15.7371 | 0 | 0 | 0 | 0 | 33.853 | 0 | 0 | 400 | 0 | 0
6 | 23 | 1 | 14.4 | 13.7 | 96 | 0 | 0 | 0 | 10.3872 | -15.1975 | 0 | 0 | 0 | 0 | 30.6517 | 0 | 0 | 350 | 0 | 0
6 | 23 | 2 | 14 | 13.4 | 96 | 0 | 0 | 0 | 24.2531 | -12.3652 | 0 | 0 | 0 | 0 | 30.7801 | 0 | 0 | 350 | 0 | 0
6 | 23 | 3 | 13.9 | 13.9 | 100 | 0 | 0 | 0 | 37.324 | -7.4889 | 0 | 0 | 0 | 0 | 30.9011 | 0 | 0 | 350 | 0 | 0
6 | 23 | 4 | 13.9 | 13.9 | 100 | 0 | 0 | 0 | 49.4773 | -0.6874 | 0 | 0 | 0 | 0 | 31.0137 | 0 | 0 | 350 | 0 | 0
6 | 23 | 5 | 13.9 | 13.9 | 100 | 5 | 0 | 5 | 60.8423 | 6.8953 | 0 | 27.1047 | 0 | 4.5726 | 31.1189 | 4.5726 | 21.729 | 350 | 21.729 | 0
6 | 23 | 6 | 13.9 | 13.9 | 100 | 51 | 0 | 51 | 71.7299 | 15.5071 | 0 | 18.4929 | 0 | 46.6405 | 31.2197 | 46.6405 | 221.6355 | 350 | 221.6355 | 0
6 | 23 | 7 | 15.1 | 14.7 | 97 | 137 | 18 | 131 | 82.5968 | 24.7253 | 82.4032 | 9.2747 | 7.4504 | 119.802 | 31.3203 | 119.802 | 569.2989 | 350 | 350 | 219.2989
6 | 23 | 8 | 15.2 | 14.6 | 96 | 318 | 189 | 223 | 94.0793 | 34.1867 | 70.9207 | 0.18666 | 116.6191 | 203.9377 | 31.4267 | 320.5568 | 1523.286 | 350 | 350 | 1173.286
6 | 23 | 9 | 14.7 | 14.5 | 99 | 345 | 86 | 290 | 107.1234 | 43.496 | 57.8766 | 9.496 | 67.6247 | 265.2104 | 31.5474 | 332.8351 | 1581.6324 | 350 | 350 | 1231.6324
6 | 23 | 10 | 15.1 | 14.6 | 97 | 433 | 91 | 364 | 123.2133 | 52.0783 | 41.7867 | 18.0783 | 82.8318 | 332.8848 | 31.6964 | 415.7166 | 1975.4853 | 600 | 600 | 1375.4853
6 | 23 | 11 | 17.7 | 15.3 | 86 | 655 | 308 | 395 | 144.4322 | 58.9437 | 20.5678 | 24.9437 | 301.93 | 361.2349 | 31.8929 | 663.1649 | 3151.3596 | 600 | 600 | 2551.3596
6 | 23 | 12 | 17.8 | 14.4 | 80 | 535 | 134 | 415 | 171.8406 | 62.5116 | 6.8406 | 28.5116 | 132.8893 | 379.5253 | 32.1467 | 512.4146 | 2434.9944 | 600 | 600 | 1834.9944
6 | 23 | 13 | 17.4 | 14.1 | 81 | 810 | 496 | 365 | 201.2628 | 61.4144 | 36.2628 | 27.4144 | 468.083 | 333.7994 | 32.4191 | 801.8824 | 3810.5451 | 600 | 600 | 3210.5451
6 | 23 | 14 | 19 | 14.7 | 76 | 849 | 733 | 216 | 225.9689 | 56.1265 | 60.9689 | 22.1265 | 615.4082 | 197.5361 | 32.6479 | 812.9443 | 3863.1113 | 600 | 600 | 3263.1113
6 | 23 | 15 | 19.8 | 15.7 | 77 | 755 | 753 | 158 | 244.5876 | 48.3198 | 79.5876 | 14.3198 | 516.8492 | 144.494 | 32.8203 | 661.3432 | 3142.7029 | 600 | 600 | 2542.7029
6 | 23 | 16 | 18.3 | 15.4 | 83 | 624 | 668 | 165 | 259.0657 | 39.3157 | 0 | 5.3157 | 330.3916 | 150.8956 | 32.9543 | 481.2872 | 2287.0766 | 900 | 900 | 1387.0766
6 | 23 | 17 | 17.5 | 14.6 | 83 | 456 | 535 | 159 | 271.2548 | 29.88 | 0 | 4.12 | 148.3542 | 145.4085 | 33.0672 | 145.4085 | 690.9811 | 900 | 690.9811 | 0
6 | 23 | 18 | 16.2 | 14.1 | 87 | 228 | 138 | 172 | 282.363 | 20.4839 | 0 | 13.5161 | 6.81 | 157.2972 | 33.17 | 157.2972 | 747.4764 | 900 | 747.4764 | 0
6 | 23 | 19 | 15.1 | 14 | 93 | 77 | 0 | 77 | 293.1728 | 11.491 | 0 | 22.509 | 0 | 70.4179 | 33.2701 | 70.4179 | 334.6261 | 900 | 334.6261 | 0
6 | 23 | 20 | 14.8 | 13.9 | 94 | 15 | 0 | 15 | 304.229 | 3.32 | 0 | 30.68 | 0 | 13.7178 | 33.3725 | 13.7178 | 65.1869 | 800 | 65.1869 | 0
6 | 23 | 21 | 15.1 | 14 | 93 | 0 | 0 | 0 | 315.923 | -4.0843 | 0 | 0 | 0 | 0 | 33.4808 | 0 | 0 | 700 | 0 | 0
6 | 23 | 22 | 16.3 | 14.5 | 89 | 0 | 0 | 0 | 328.4913 | -9.9475 | 0 | 0 | 0 | 0 | 33.5971 | 0 | 0 | 600 | 0 | 0
6 | 23 | 23 | 15.8 | 14.4 | 91 | 0 | 0 | 0 | 341.9571 | -13.9374 | 0 | 0 | 0 | 0 | 33.7218 | 0 | 0 | 500 | 0 | 0
6 | 23 | 24 | 15.2 | 14.2 | 94 | 0 | 0 | 0 | 356.0698 | -15.7515 | 0 | 0 | 0 | 0 | 33.8525 | 0 | 0 | 400 | 0 | 0
6 | 24 | 1 | 15.1 | 14.3 | 95 | 0 | 0 | 0 | 10.3388 | -15.2205 | 0 | 0 | 0 | 0 | 30.6513 | 0 | 0 | 350 | 0 | 0
6 | 24 | 2 | 14.4 | 14 | 97 | 0 | 0 | 0 | 24.2097 | -12.3958 | 0 | 0 | 0 | 0 | 30.7797 | 0 | 0 | 350 | 0 | 0
6 | 24 | 3 | 14.4 | 14.2 | 99 | 0 | 0 | 0 | 37.2863 | -7.5256 | 0 | 0 | 0 | 0 | 30.9008 | 0 | 0 | 350 | 0 | 0
6 | 24 | 4 | 14.8 | 14.6 | 99 | 0 | 0 | 0 | 49.4448 | -0.74109 | 0 | 0 | 0 | 0 | 31.0134 | 0 | 0 | 350 | 0 | 0
6 | 24 | 5 | 15.2 | 14.7 | 97 | 7 | 0 | 7 | 60.8137 | 6.8519 | 0 | 27.1481 | 0 | 6.4016 | 31.1186 | 6.4016 | 30.4206 | 350 | 30.4206 | 0
6 | 24 | 6 | 15 | 14.6 | 97 | 25 | 0 | 25 | 71.7039 | 15.4611 | 0 | 18.5389 | 0 | 22.863 | 31.2195 | 22.863 | 108.6448 | 350 | 108.6448 | 0
6 | 24 | 7 | 14.4 | 14 | 97 | 68 | 0 | 68 | 82.5714 | 24.6781 | 82.4286 | 9.3219 | 0 | 62.1873 | 31.3201 | 62.1873 | 295.5139 | 350 | 295.5139 | 0
6 | 24 | 8 | 14.8 | 14.3 | 97 | 120 | 0 | 120 | 94.052 | 34.1391 | 70.948 | 0.1391 | 0 | 109.7423 | 31.4264 | 109.7423 | 521.4952 | 350 | 350 | 171.4952
6 | 24 | 9 | 14.8 | 14.4 | 97 | 171 | 1 | 170 | 107.0901 | 43.4492 | 57.9099 | 9.4492 | 0.78581 | 155.4682 | 31.5471 | 156.254 | 742.519 | 350 | 350 | 392.519
6 | 24 | 10 | 14.6 | 14.4 | 99 | 214 | 3 | 212 | 123.1665 | 52.034 | 41.8335 | 18.034 | 2.7297 | 193.878 | 31.696 | 196.6077 | 934.2799 | 600 | 600 | 334.2799
6 | 24 | 11 | 15.6 | 15.2 | 97 | 497 | 160 | 362 | 144.3605 | 58.9059 | 20.6395 | 24.9059 | 156.8286 | 331.0558 | 31.8922 | 487.8844 | 2318.4266 | 600 | 600 | 1718.4266
6 | 24 | 12 | 16.1 | 14.7 | 91 | 535 | 116 | 431 | 171.7391 | 62.4868 | 6.7391 | 28.4868 | 115.0503 | 394.1576 | 32.1457 | 509.2079 | 2419.7561 | 600 | 600 | 1819.7561
6 | 24 | 13 | 16.5 | 14.9 | 90 | 540 | 117 | 435 | 201.1528 | 61.4068 | 36.1528 | 27.4068 | 110.4502 | 397.8157 | 32.4181 | 508.2659 | 2415.2795 | 600 | 600 | 1815.2795
6 | 24 | 14 | 15.3 | 14.4 | 94 | 515 | 116 | 415 | 225.8741 | 56.1328 | 60.8741 | 22.1328 | 97.446 | 379.5253 | 32.647 | 476.9713 | 2266.5675 | 600 | 600 | 1666.5675
6 | 24 | 15 | 16 | 15 | 94 | 459 | 111 | 371 | 244.5102 | 48.334 | 79.5102 | 14.334 | 76.2567 | 339.2865 | 32.8195 | 415.5432 | 1974.6613 | 600 | 600 | 1374.6613
6 | 24 | 16 | 16.5 | 14.8 | 90 | 378 | 86 | 320 | 259.0005 | 39.3332 | 0 | 5.3332 | 42.5952 | 292.646 | 32.9537 | 335.2412 | 1593.0664 | 900 | 900 | 693.0664
6 | 24 | 17 | 15.9 | 14.3 | 90 | 280 | 44 | 255 | 271.1967 | 29.8982 | 0 | 4.1018 | 12.233 | 233.2023 | 33.0666 | 233.2023 | 1108.1773 | 900 | 900 | 208.1773
6 | 24 | 18 | 15.8 | 14.4 | 91 | 173 | 21 | 165 | 282.3087 | 20.5007 | 0 | 13.4993 | 1.0509 | 150.8956 | 33.1695 | 150.8956 | 717.0559 | 900 | 717.0559 | 0
6 | 24 | 19 | 15.1 | 13.9 | 93 | 38 | 0 | 38 | 293.1198 | 11.5048 | 0 | 22.4952 | 0 | 34.7517 | 33.2696 | 34.7517 | 165.1401 | 900 | 165.1401 | 0
6 | 24 | 20 | 14.2 | 13.4 | 95 | 8 | 0 | 8 | 304.1759 | 3.329 | 0 | 30.671 | 0 | 7.3162 | 33.372 | 7.3162 | 34.7663 | 800 | 34.7663 | 0
6 | 24 | 21 | 14 | 12.9 | 93 | 0 | 0 | 0 | 315.869 | -4.0807 | 0 | 0 | 0 | 0 | 33.4803 | 0 | 0 | 700 | 0 | 0
6 | 24 | 22 | 13.5 | 12.6 | 94 | 0 | 0 | 0 | 328.4366 | -9.9514 | 0 | 0 | 0 | 0 | 33.5966 | 0 | 0 | 600 | 0 | 0
6 | 24 | 23 | 13.3 | 12.7 | 96 | 0 | 0 | 0 | 341.9027 | -13.9497 | 0 | 0 | 0 | 0 | 33.7213 | 0 | 0 | 500 | 0 | 0
6 | 24 | 24 | 13.6 | 12.7 | 94 | 0 | 0 | 0 | 356.0179 | -15.7727 | 0 | 0 | 0 | 0 | 33.852 | 0 | 0 | 400 | 0 | 0
6 | 25 | 1 | 13.6 | 12.7 | 94 | 0 | 0 | 0 | 10.2916 | -15.2503 | 0 | 0 | 0 | 0 | 30.6508 | 0 | 0 | 350 | 0 | 0
6 | 25 | 2 | 13.5 | 12.8 | 96 | 0 | 0 | 0 | 24.1687 | -12.4329 | 0 | 0 | 0 | 0 | 30.7793 | 0 | 0 | 350 | 0 | 0
6 | 25 | 3 | 13.6 | 12.6 | 94 | 0 | 0 | 0 | 37.2518 | -7.5685 | 0 | 0 | 0 | 0 | 30.9005 | 0 | 0 | 350 | 0 | 0
6 | 25 | 4 | 13.4 | 12.8 | 96 | 0 | 0 | 0 | 49.4161 | -0.801 | 0 | 0 | 0 | 0 | 31.0131 | 0 | 0 | 350 | 0 | 0
6 | 25 | 5 | 13.2 | 12.8 | 97 | 3 | 0 | 3 | 60.7896 | 6.8033 | 0 | 27.1967 | 0 | 2.7436 | 31.1184 | 2.7436 | 13.0374 | 350 | 13.0374 | 0
6 | 25 | 6 | 13.4 | 12.7 | 96 | 25 | 0 | 25 | 71.6828 | 15.4102 | 0 | 18.5898 | 0 | 22.863 | 31.2193 | 22.863 | 108.6448 | 350 | 108.6448 | 0
6 | 25 | 7 | 13.4 | 12.7 | 96 | 68 | 0 | 68 | 82.5515 | 24.6262 | 82.4485 | 9.3738 | 0 | 62.1873 | 31.3199 | 62.1873 | 295.5139 | 350 | 295.5139 | 0
6 | 25 | 8 | 13.8 | 12.5 | 92 | 120 | 0 | 120 | 94.0308 | 34.0868 | 70.9692 | 0.086833 | 0 | 109.7423 | 31.4262 | 109.7423 | 521.4952 | 350 | 350 | 171.4952
6 | 25 | 9 | 13.9 | 12.8 | 93 | 171 | 1 | 170 | 107.0634 | 43.3974 | 57.9366 | 9.3974 | 0.78529 | 155.4682 | 31.5469 | 156.2535 | 742.5165 | 350 | 350 | 392.5165
6 | 25 | 10 | 14 | 12.7 | 92 | 215 | 3 | 212 | 123.1267 | 51.9843 | 41.8733 | 17.9843 | 2.7288 | 193.878 | 31.6956 | 196.6068 | 934.2753 | 600 | 600 | 334.2753
6 | 25 | 11 | 14.7 | 12.8 | 88 | 247 | 4 | 243 | 144.2951 | 58.8618 | 20.7049 | 24.8618 | 3.9203 | 222.2281 | 31.8916 | 226.1484 | 1074.6571 | 600 | 600 | 474.6571
6 | 25 | 12 | 14.4 | 12.5 | 88 | 265 | 5 | 261 | 171.6401 | 62.455 | 6.6401 | 28.455 | 4.9596 | 238.6894 | 32.1448 | 243.649 | 1157.8202 | 600 | 600 | 557.8202
6 | 25 | 13 | 15 | 13.1 | 88 | 541 | 165 | 393 | 201.0402 | 61.3925 | 36.0402 | 27.3925 | 155.8143 | 359.4059 | 32.417 | 515.2201 | 2448.3261 | 600 | 600 | 1848.3261
6 | 25 | 14 | 15.3 | 12.9 | 86 | 255 | 4 | 252 | 225.7738 | 56.1329 | 60.7738 | 22.1329 | 3.3621 | 230.4587 | 32.6461 | 233.8208 | 1111.1167 | 600 | 600 | 511.1167
6 | 25 | 15 | 15.2 | 12.6 | 84 | 228 | 4 | 225 | 244.4269 | 48.3424 | 79.4269 | 14.3424 | 2.7504 | 205.7667 | 32.8188 | 208.5171 | 990.8734 | 600 | 600 | 390.8734
6 | 25 | 16 | 15.4 | 12.4 | 82 | 188 | 2 | 187 | 258.9296 | 39.3453 | 0 | 5.3453 | 0.99194 | 171.015 | 32.9531 | 172.0069 | 817.377 | 900 | 817.377 | 0
6 | 25 | 17 | 14.7 | 12.3 | 86 | 139 | 0 | 139 | 271.1335 | 29.9111 | 0 | 4.0889 | 0 | 127.1181 | 33.0661 | 127.1181 | 604.0653 | 900 | 604.0653 | 0
6 | 25 | 18 | 14.3 | 12.1 | 87 | 174 | 31 | 162 | 282.2497 | 20.5122 | 0 | 13.4878 | 1.5716 | 148.152 | 33.169 | 148.152 | 704.0185 | 900 | 704.0185 | 0
6 | 25 | 19 | 14 | 12.4 | 90 | 102 | 18 | 98 | 293.0627 | 11.5131 | 0 | 22.4869 | 0 | 89.6228 | 33.2691 | 89.6228 | 425.8877 | 900 | 425.8877 | 0
6 | 25 | 20 | 13 | 12.1 | 94 | 20 | 0 | 20 | 304.1193 | 3.3325 | 0 | 30.6675 | 0 | 18.2904 | 33.3715 | 18.2904 | 86.9159 | 800 | 86.9159 | 0
6 | 25 | 21 | 13 | 12.3 | 96 | 0 | 0 | 0 | 315.8121 | -4.0834 | 0 | 0 | 0 | 0 | 33.4797 | 0 | 0 | 700 | 0 | 0
6 | 25 | 22 | 13 | 12.3 | 96 | 0 | 0 | 0 | 328.3797 | -9.9617 | 0 | 0 | 0 | 0 | 33.5961 | 0 | 0 | 600 | 0 | 0
6 | 25 | 23 | 12.9 | 12.1 | 95 | 0 | 0 | 0 | 341.8473 | -13.9688 | 0 | 0 | 0 | 0 | 33.7208 | 0 | 0 | 500 | 0 | 0
6 | 25 | 24 | 12.6 | 12 | 96 | 0 | 0 | 0 | 355.9661 | -15.8009 | 0 | 0 | 0 | 0 | 33.8515 | 0 | 0 | 400 | 0 | 0
6 | 26 | 1 | 12.3 | 11.7 | 96 | 0 | 0 | 0 | 10.2457 | -15.2868 | 0 | 0 | 0 | 0 | 30.6504 | 0 | 0 | 350 | 0 | 0
6 | 26 | 2 | 12.4 | 12 | 97 | 0 | 0 | 0 | 24.1301 | -12.4764 | 0 | 0 | 0 | 0 | 30.779 | 0 | 0 | 350 | 0 | 0
6 | 26 | 3 | 12.4 | 12.2 | 99 | 0 | 0 | 0 | 37.2206 | -7.6174 | 0 | 0 | 0 | 0 | 30.9002 | 0 | 0 | 350 | 0 | 0
6 | 26 | 4 | 12.4 | 12 | 97 | 0 | 0 | 0 | 49.3915 | -0.86682 | 0 | 0 | 0 | 0 | 31.0129 | 0 | 0 | 350 | 0 | 0
6 | 26 | 5 | 12.6 | 12.2 | 97 | 7 | 0 | 7 | 60.7701 | 6.7496 | 0 | 27.2504 | 0 | 6.4016 | 31.1182 | 6.4016 | 30.4206 | 350 | 30.4206 | 0
6 | 26 | 6 | 13.2 | 12.6 | 96 | 65 | 11 | 63 | 71.6668 | 15.3545 | 0 | 18.6455 | 2.0699 | 57.6147 | 31.2191 | 57.6147 | 273.785 | 350 | 273.785 | 0
6 | 26 | 7 | 14.2 | 12.7 | 91 | 136 | 7 | 133 | 82.5372 | 24.5696 | 82.4628 | 9.4304 | 2.8799 | 121.631 | 31.3198 | 121.631 | 577.9905 | 350 | 350 | 227.9905
6 | 26 | 8 | 15.3 | 12.7 | 84 | 241 | 33 | 224 | 94.0157 | 34.0299 | 70.9843 | 0.029938 | 20.2933 | 204.8522 | 31.4261 | 225.1455 | 1069.8914 | 350 | 350 | 719.8914
6 | 26 | 9 | 16.4 | 12.8 | 79 | 344 | 81 | 292 | 107.0434 | 43.3408 | 57.9566 | 9.3408 | 63.5667 | 267.0395 | 31.5467 | 330.6062 | 1571.0406 | 350 | 350 | 1221.0406
6 | 26 | 10 | 17.4 | 13.4 | 77 | 433 | 92 | 363 | 123.094 | 51.9293 | 41.906 | 17.9293 | 83.6544 | 331.9703 | 31.6953 | 415.6248 | 1975.0488 | 600 | 600 | 1375.0488
6 | 26 | 11 | 19 | 13.8 | 72 | 745 | 497 | 326 | 144.236 | 58.8117 | 20.764 | 24.8117 | 487.0538 | 298.1331 | 31.8911 | 785.1869 | 3731.2083 | 600 | 600 | 3131.2083
6 | 26 | 12 | 19.3 | 13.2 | 68 | 704 | 325 | 414 | 171.544 | 62.4165 | 6.544 | 28.4165 | 322.4158 | 378.6108 | 32.1439 | 701.0266 | 3331.2785 | 600 | 600 | 2731.2785
6 | 26 | 13 | 19.8 | 13.8 | 68 | 883 | 682 | 271 | 200.9253 | 61.3713 | 35.9253 | 27.3713 | 644.2477 | 247.8346 | 32.416 | 892.0823 | 4239.175 | 600 | 600 | 3639.175
6 | 26 | 14 | 18.7 | 14.4 | 76 | 849 | 792 | 164 | 225.6682 | 56.1267 | 60.6682 | 22.1267 | 666.075 | 149.9811 | 32.6451 | 816.0561 | 3877.8984 | 600 | 600 | 3277.8984
6 | 26 | 15 | 18.5 | 14.5 | 78 | 227 | 9 | 221 | 244.3378 | 48.3451 | 79.3378 | 14.3451 | 6.1937 | 202.1087 | 32.8179 | 208.3024 | 989.8528 | 600 | 600 | 389.8528
6 | 26 | 16 | 18.6 | 13.7 | 73 | 568 | 390 | 299 | 258.8532 | 39.3521 | 0 | 5.3521 | 193.6825 | 273.4411 | 32.9523 | 467.1236 | 2219.7714 | 900 | 900 | 1319.7714
6 | 26 | 17 | 18.9 | 12.9 | 68 | 420 | 391 | 203 | 271.0653 | 29.9186 | 0 | 4.0814 | 109.2351 | 185.6473 | 33.0654 | 185.6473 | 882.196 | 900 | 882.196 | 0
6 | 26 | 18 | 16.4 | 13 | 80 | 261 | 218 | 172 | 282.1862 | 20.5182 | 0 | 13.4818 | 11.1842 | 157.2972 | 33.1684 | 157.2972 | 747.4764 | 900 | 747.4764 | 0
6 | 26 | 19 | 15.6 | 13.1 | 85 | 102 | 38 | 93 | 293.0017 | 11.5158 | 0 | 22.4842 | 0 | 85.0502 | 33.2685 | 85.0502 | 404.1588 | 900 | 404.1588 | 0
6 | 26 | 20 | 14.1 | 13.3 | 95 | 23 | 0 | 23 | 304.0592 | 3.3303 | 0 | 30.6697 | 0 | 21.0339 | 33.3709 | 21.0339 | 99.9532 | 800 | 99.9532 | 0
6 | 26 | 21 | 13.7 | 13.3 | 97 | 0 | 0 | 0 | 315.7524 | -4.0924 | 0 | 0 | 0 | 0 | 33.4792 | 0 | 0 | 700 | 0 | 0
6 | 26 | 22 | 13.9 | 13.7 | 99 | 0 | 0 | 0 | 328.3208 | -9.9787 | 0 | 0 | 0 | 0 | 33.5956 | 0 | 0 | 600 | 0 | 0
6 | 26 | 23 | 13.8 | 13.6 | 99 | 0 | 0 | 0 | 341.7909 | -13.9946 | 0 | 0 | 0 | 0 | 33.7203 | 0 | 0 | 500 | 0 | 0
6 | 26 | 24 | 13.4 | 13.4 | 100 | 0 | 0 | 0 | 355.9145 | -15.8358 | 0 | 0 | 0 | 0 | 33.8511 | 0 | 0 | 400 | 0 | 0
6 | 27 | 1 | 13.1 | 12.7 | 97 | 0 | 0 | 0 | 10.2012 | -15.33 | 0 | 0 | 0 | 0 | 30.65 | 0 | 0 | 350 | 0 | 0
6 | 27 | 2 | 13.1 | 12.4 | 96 | 0 | 0 | 0 | 24.094 | -12.5263 | 0 | 0 | 0 | 0 | 30.7786 | 0 | 0 | 350 | 0 | 0
6 | 27 | 3 | 12.8 | 12.4 | 97 | 0 | 0 | 0 | 37.1928 | -7.6723 | 0 | 0 | 0 | 0 | 30.8999 | 0 | 0 | 350 | 0 | 0
6 | 27 | 4 | 12.9 | 12.7 | 99 | 0 | 0 | 0 | 49.3708 | -0.93823 | 0 | 0 | 0 | 0 | 31.0127 | 0 | 0 | 350 | 0 | 0
6 | 27 | 5 | 13.3 | 13 | 98 | 3 | 0 | 3 | 60.7551 | 6.691 | 0 | 27.309 | 0 | 2.7436 | 31.1181 | 2.7436 | 13.0374 | 350 | 13.0374 | 0
6 | 27 | 6 | 13.5 | 13.1 | 97 | 65 | 10 | 63 | 71.6558 | 15.294 | 0 | 18.706 | 1.8721 | 57.6147 | 31.219 | 57.6147 | 273.785 | 350 | 273.785 | 0
6 | 27 | 7 | 14.5 | 13.4 | 93 | 135 | 7 | 133 | 82.5284 | 24.5084 | 82.4716 | 9.4916 | 2.874 | 121.631 | 31.3197 | 121.631 | 577.9905 | 350 | 350 | 227.9905
6 | 27 | 8 | 14.8 | 13.1 | 90 | 240 | 33 | 224 | 94.0067 | 33.9685 | 70.9933 | 0.031518 | 20.2703 | 204.8522 | 31.426 | 225.1225 | 1069.7822 | 350 | 350 | 719.7822
6 | 27 | 9 | 15.1 | 13.4 | 90 | 170 | 2 | 168 | 107.0302 | 43.2795 | 57.9698 | 9.2795 | 1.5685 | 153.6392 | 31.5466 | 155.2077 | 737.5469 | 350 | 350 | 387.5469
6 | 27 | 10 | 14.8 | 11.9 | 83 | 433 | 91 | 364 | 123.0685 | 51.8691 | 41.9315 | 17.8691 | 82.7182 | 332.8848 | 31.6951 | 415.603 | 1974.9457 | 600 | 600 | 1374.9457
6 | 27 | 11 | 14.3 | 11.9 | 85 | 247 | 4 | 243 | 144.1834 | 58.7555 | 20.8166 | 24.7555 | 3.9196 | 222.2281 | 31.8906 | 226.1477 | 1074.6539 | 600 | 600 | 474.6539
6 | 27 | 12 | 15.7 | 11.4 | 76 | 876 | 517 | 415 | 171.4508 | 62.3712 | 6.4508 | 28.3712 | 512.9581 | 379.5253 | 32.1431 | 892.4834 | 4241.0811 | 600 | 600 | 3641.0811
6 | 27 | 13 | 15.7 | 10.4 | 71 | 896 | 795 | 182 | 200.8081 | 61.3432 | 35.8081 | 27.3432 | 751.2479 | 166.4424 | 32.4149 | 917.6903 | 4360.8644 | 600 | 600 | 3760.8644
6 | 27 | 14 | 16.8 | 10 | 64 | 854 | 786 | 175 | 225.5576 | 56.1142 | 60.5576 | 22.1142 | 661.401 | 160.0408 | 32.6441 | 821.4418 | 3903.4914 | 600 | 600 | 3303.4914
6 | 27 | 15 | 16.1 | 9.2 | 64 | 764 | 758 | 162 | 244.243 | 48.342 | 79.243 | 14.342 | 522.0865 | 148.152 | 32.8171 | 670.2386 | 3184.9737 | 600 | 600 | 2584.9737
6 | 27 | 16 | 15.4 | 8.6 | 64 | 629 | 665 | 172 | 258.7714 | 39.3534 | 0 | 5.3534 | 330.6729 | 157.2972 | 32.9516 | 487.9701 | 2318.834 | 900 | 900 | 1418.834
6 | 27 | 17 | 14.9 | 8.6 | 66 | 371 | 235 | 240 | 270.9922 | 29.9208 | 0 | 4.0792 | 65.7996 | 219.4845 | 33.0647 | 219.4845 | 1042.9904 | 900 | 900 | 142.9904
6 | 27 | 18 | 14.4 | 9.1 | 70 | 230 | 133 | 176 | 282.1183 | 20.5188 | 0 | 13.4812 | 6.8981 | 160.9553 | 33.1678 | 160.9553 | 764.8596 | 900 | 764.8596 | 0
6 | 27 | 19 | 13.5 | 9.6 | 77 | 103 | 26 | 96 | 292.9367 | 11.513 | 0 | 22.487 | 0 | 87.7938 | 33.2679 | 87.7938 | 417.1962 | 900 | 417.1962 | 0
6 | 27 | 20 | 13.1 | 9 | 76 | 23 | 0 | 23 | 303.9957 | 3.3225 | 0 | 30.6775 | 0 | 21.0339 | 33.3703 | 21.0339 | 99.9532 | 800 | 99.9532 | 0
6 | 27 | 21 | 12.9 | 9.8 | 81 | 1 | 0 | 1 | 315.6899 | -4.1079 | 0 | 0 | 0 | 0.91452 | 33.4786 | 0.91452 | 4.3458 | 700 | 4.3458 | 0
6 | 27 | 22 | 12.9 | 10.2 | 84 | 0 | 0 | 0 | 328.2601 | -10.0022 | 0 | 0 | 0 | 0 | 33.595 | 0 | 0 | 600 | 0 | 0
6 | 27 | 23 | 12.8 | 10.1 | 84 | 0 | 0 | 0 | 341.7335 | -14.0273 | 0 | 0 | 0 | 0 | 33.7198 | 0 | 0 | 500 | 0 | 0
6 | 27 | 24 | 12.8 | 10.3 | 85 | 0 | 0 | 0 | 355.8631 | -15.8776 | 0 | 0 | 0 | 0 | 33.8506 | 0 | 0 | 400 | 0 | 0
6 | 28 | 1 | 12.6 | 10.4 | 86 | 0 | 0 | 0 | 10.1582 | -15.3799 | 0 | 0 | 0 | 0 | 30.6496 | 0 | 0 | 350 | 0 | 0
6 | 28 | 2 | 12.4 | 11.1 | 92 | 0 | 0 | 0 | 24.0605 | -12.5825 | 0 | 0 | 0 | 0 | 30.7783 | 0 | 0 | 350 | 0 | 0
6 | 28 | 3 | 12.3 | 10.4 | 88 | 0 | 0 | 0 | 37.1684 | -7.7331 | 0 | 0 | 0 | 0 | 30.8997 | 0 | 0 | 350 | 0 | 0
6 | 28 | 4 | 12.3 | 10.4 | 88 | 0 | 0 | 0 | 49.3543 | -1.015 | 0 | 0 | 0 | 0 | 31.0125 | 0 | 0 | 350 | 0 | 0
6 | 28 | 5 | 12.2 | 10.3 | 88 | 6 | 0 | 6 | 60.7448 | 6.6274 | 0 | 27.3726 | 0 | 5.4871 | 31.118 | 5.4871 | 26.0748 | 350 | 26.0748 | 0
6 | 28 | 6 | 12.4 | 10.5 | 88 | 49 | 0 | 49 | 71.65 | 15.2288 | 0 | 18.7712 | 0 | 44.8114 | 31.219 | 44.8114 | 212.9439 | 350 | 212.9439 | 0
6 | 28 | 7 | 13 | 10.7 | 86 | 135 | 18 | 128 | 82.5252 | 24.4427 | 82.4748 | 9.5573 | 7.3748 | 117.0584 | 31.3197 | 117.0584 | 556.2615 | 350 | 350 | 206.2615
6 | 28 | 8 | 13.6 | 10.9 | 84 | 240 | 57 | 211 | 94.004 | 33.9025 | 70.996 | 0.097468 | 34.9727 | 192.9635 | 31.426 | 227.9362 | 1083.1527 | 350 | 350 | 733.1527
6 | 28 | 9 | 14.6 | 11.3 | 81 | 452 | 244 | 296 | 107.0239 | 43.2135 | 57.9761 | 9.2135 | 191.2391 | 270.6976 | 31.5465 | 461.9367 | 2195.1231 | 350 | 350 | 1845.1231
6 | 28 | 10 | 15.3 | 11.2 | 77 | 713 | 569 | 282 | 123.0504 | 51.8036 | 41.9496 | 17.8036 | 517.0541 | 257.8943 | 31.6949 | 774.9484 | 3682.5546 | 600 | 600 | 3082.5546
6 | 28 | 11 | 16.1 | 11.9 | 76 | 814 | 764 | 171 | 144.1374 | 58.6934 | 20.8626 | 24.6934 | 748.6015 | 156.3827 | 31.8902 | 904.9842 | 4300.4848 | 600 | 600 | 3700.4848
6 | 28 | 12 | 16.2 | 10.6 | 69 | 876 | 763 | 197 | 171.3609 | 62.3191 | 6.3609 | 28.3191 | 757.144 | 180.1602 | 32.1422 | 937.3042 | 4454.0698 | 600 | 600 | 3854.0698
6 | 28 | 13 | 15.9 | 9.8 | 67 | 887 | 769 | 197 | 200.6891 | 61.3084 | 35.6891 | 27.3084 | 726.9294 | 180.1602 | 32.4138 | 907.0896 | 4310.4897 | 600 | 600 | 3710.4897
6 | 28 | 14 | 16.2 | 10.2 | 68 | 824 | 665 | 248 | 225.4421 | 56.0954 | 60.4421 | 22.0954 | 559.895 | 226.8007 | 32.643 | 786.6956 | 3738.3777 | 600 | 600 | 3138.3777
6 | 28 | 15 | 15.7 | 10.6 | 72 | 692 | 494 | 299 | 244.1426 | 48.3331 | 79.1426 | 14.3331 | 340.5313 | 273.4411 | 32.8161 | 613.9724 | 2917.5969 | 600 | 600 | 2317.5969
6 | 28 | 16 | 15.3 | 9.1 | 66 | 608 | 579 | 209 | 258.6843 | 39.3491 | 0 | 5.3491 | 288.2604 | 191.1344 | 32.9508 | 479.3949 | 2278.0844 | 900 | 900 | 1378.0844
6 | 28 | 17 | 14.8 | 10.8 | 77 | 422 | 356 | 223 | 270.9142 | 29.9175 | 0 | 4.0825 | 99.8891 | 203.9377 | 33.064 | 203.9377 | 969.1119 | 900 | 900 | 69.1119
6 | 28 | 18 | 14.3 | 11.3 | 82 | 230 | 146 | 170 | 282.0461 | 20.514 | 0 | 13.486 | 7.6474 | 155.4682 | 33.1671 | 155.4682 | 738.7849 | 900 | 738.7849 | 0
6 | 28 | 19 | 13.8 | 11.8 | 88 | 103 | 19 | 98 | 292.8678 | 11.5044 | 0 | 22.4956 | 0 | 89.6228 | 33.2673 | 89.6228 | 425.8877 | 900 | 425.8877 | 0
6 | 28 | 20 | 13.1 | 12.5 | 96 | 16 | 0 | 16 | 303.9288 | 3.3089 | 0 | 30.6911 | 0 | 14.6323 | 33.3697 | 14.6323 | 69.5327 | 800 | 69.5327 | 0
6 | 28 | 21 | 12.6 | 12.2 | 97 | 1 | 0 | 1 | 315.6248 | -4.1297 | 0 | 0 | 0 | 0.91452 | 33.478 | 0.91452 | 4.3458 | 700 | 4.3458 | 0
6 | 28 | 22 | 12.4 | 12.2 | 99 | 0 | 0 | 0 | 328.1974 | -10.0323 | 0 | 0 | 0 | 0 | 33.5944 | 0 | 0 | 600 | 0 | 0
6 | 28 | 23 | 12.3 | 12.1 | 99 | 0 | 0 | 0 | 341.6754 | -14.0667 | 0 | 0 | 0 | 0 | 33.7192 | 0 | 0 | 500 | 0 | 0
6 | 28 | 24 | 12.3 | 12.3 | 100 | 0 | 0 | 0 | 355.8121 | -15.9262 | 0 | 0 | 0 | 0 | 33.8501 | 0 | 0 | 400 | 0 | 0
6 | 29 | 1 | 12.7 | 12.7 | 100 | 0 | 0 | 0 | 10.1167 | -15.4364 | 0 | 0 | 0 | 0 | 30.6492 | 0 | 0 | 350 | 0 | 0
6 | 29 | 2 | 13.1 | 13.1 | 100 | 0 | 0 | 0 | 24.0296 | -12.6451 | 0 | 0 | 0 | 0 | 30.7781 | 0 | 0 | 350 | 0 | 0
6 | 29 | 3 | 13.2 | 13.2 | 100 | 0 | 0 | 0 | 37.1475 | -7.7999 | 0 | 0 | 0 | 0 | 30.8995 | 0 | 0 | 350 | 0 | 0
6 | 29 | 4 | 13.1 | 13.1 | 100 | 0 | 0 | 0 | 49.3419 | -1.0969 | 0 | 0 | 0 | 0 | 31.0124 | 0 | 0 | 350 | 0 | 0
6 | 29 | 5 | 13 | 13 | 100 | 6 | 0 | 6 | 60.7391 | 6.5588 | 0 | 27.4412 | 0 | 5.4871 | 31.118 | 5.4871 | 26.0748 | 350 | 26.0748 | 0
6 | 29 | 6 | 12.8 | 12.8 | 100 | 48 | 0 | 48 | 71.6493 | 15.159 | 0 | 18.841 | 0 | 43.8969 | 31.219 | 43.8969 | 208.5981 | 350 | 208.5981 | 0
6 | 29 | 7 | 12.6 | 12.4 | 99 | 66 | 0 | 66 | 82.5278 | 24.3726 | 82.4722 | 9.6274 | 0 | 60.3582 | 31.3197 | 60.3582 | 286.8224 | 350 | 286.8224 | 0
6 | 29 | 8 | 12.8 | 12.1 | 96 | 118 | 0 | 118 | 94.0075 | 33.8322 | 70.9925 | 0.16784 | 0 | 107.9132 | 31.426 | 107.9132 | 512.8036 | 350 | 350 | 162.8036
6 | 29 | 9 | 13.4 | 12.1 | 92 | 170 | 1 | 169 | 107.0245 | 43.1428 | 57.9755 | 9.1428 | 0.78328 | 154.5537 | 31.5465 | 155.3369 | 738.1612 | 350 | 350 | 388.1612
6 | 29 | 10 | 13.9 | 12.2 | 89 | 214 | 3 | 211 | 123.0395 | 51.7331 | 41.9605 | 17.7331 | 2.7253 | 192.9635 | 31.6948 | 195.6888 | 929.913 | 600 | 600 | 329.913
6 | 29 | 11 | 14.1 | 12.4 | 89 | 246 | 4 | 243 | 144.0981 | 58.6254 | 20.9019 | 24.6254 | 3.9192 | 222.2281 | 31.8898 | 226.1472 | 1074.6516 | 600 | 600 | 474.6516
6 | 29 | 12 | 14.3 | 12.5 | 89 | 535 | 165 | 388 | 171.2743 | 62.2603 | 6.2743 | 28.2603 | 163.7588 | 354.8333 | 32.1414 | 518.5921 | 2464.3497 | 600 | 600 | 1864.3497
6 | 29 | 13 | 14.6 | 12.6 | 88 | 541 | 118 | 435 | 200.5685 | 61.2666 | 35.5685 | 27.2666 | 111.5833 | 397.8157 | 32.4127 | 509.399 | 2420.6641 | 600 | 600 | 1820.6641
6 | 29 | 14 | 14.4 | 13 | 91 | 255 | 4 | 251 | 225.3219 | 56.0701 | 60.3219 | 22.0701 | 3.3697 | 229.5442 | 32.6419 | 232.9139 | 1106.8067 | 600 | 600 | 506.8067
6 | 29 | 15 | 15.2 | 13.6 | 90 | 460 | 157 | 335 | 244.0369 | 48.3184 | 79.0369 | 14.3184 | 108.3122 | 306.3638 | 32.8152 | 414.676 | 1970.5403 | 600 | 600 | 1370.5403
6 | 29 | 16 | 14.8 | 13.4 | 91 | 379 | 86 | 320 | 258.5921 | 39.3393 | 0 | 5.3393 | 42.8659 | 292.646 | 32.9499 | 335.5119 | 1594.3525 | 900 | 900 | 694.3525
6 | 29 | 17 | 14 | 13.3 | 96 | 139 | 0 | 139 | 270.8315 | 29.9088 | 0 | 4.0912 | 0 | 127.1181 | 33.0633 | 127.1181 | 604.0653 | 900 | 604.0653 | 0
6 | 29 | 18 | 13.9 | 13.5 | 97 | 86 | 0 | 86 | 281.9696 | 20.5036 | 0 | 13.4964 | 0 | 78.6486 | 33.1664 | 78.6486 | 373.7382 | 900 | 373.7382 | 0
6 | 29 | 19 | 13.6 | 13.4 | 99 | 39 | 0 | 39 | 292.7951 | 11.4901 | 0 | 22.5099 | 0 | 35.6662 | 33.2666 | 35.6662 | 169.4859 | 900 | 169.4859 | 0
6 | 29 | 20 | 13.5 | 13.5 | 100 | 8 | 0 | 8 | 303.8587 | 3.2897 | 0 | 30.7103 | 0 | 7.3162 | 33.3691 | 7.3162 | 34.7663 | 800 | 34.7663 | 0
6 | 29 | 21 | 13.5 | 13.5 | 100 | 0 | 0 | 0 | 315.557 | -4.1579 | 0 | 0 | 0 | 0 | 33.4774 | 0 | 0 | 700 | 0 | 0
6 | 29 | 22 | 13.4 | 13.4 | 100 | 0 | 0 | 0 | 328.133 | -10.069 | 0 | 0 | 0 | 0 | 33.5938 | 0 | 0 | 600 | 0 | 0
6 | 29 | 23 | 13.4 | 13.4 | 100 | 0 | 0 | 0 | 341.6165 | -14.1129 | 0 | 0 | 0 | 0 | 33.7187 | 0 | 0 | 500 | 0 | 0
6 | 29 | 24 | 13.3 | 13.3 | 100 | 0 | 0 | 0 | 355.7616 | -15.9815 | 0 | 0 | 0 | 0 | 33.8496 | 0 | 0 | 400 | 0 | 0
6 | 30 | 1 | 13.4 | 13.4 | 100 | 0 | 0 | 0 | 10.0769 | -15.4996 | 0 | 0 | 0 | 0 | 30.6489 | 0 | 0 | 350 | 0 | 0
6 | 30 | 2 | 13.3 | 13.3 | 100 | 0 | 0 | 0 | 24.0014 | -12.714 | 0 | 0 | 0 | 0 | 30.7778 | 0 | 0 | 350 | 0 | 0
6 | 30 | 3 | 13.1 | 13.1 | 100 | 0 | 0 | 0 | 37.1302 | -7.8725 | 0 | 0 | 0 | 0 | 30.8994 | 0 | 0 | 350 | 0 | 0
6 | 30 | 4 | 13.3 | 13.1 | 99 | 0 | 0 | 0 | 49.3338 | -1.1837 | 0 | 0 | 0 | 0 | 31.0123 | 0 | 0 | 350 | 0 | 0
6 | 30 | 5 | 13.4 | 13.4 | 100 | 3 | 0 | 3 | 60.7382 | 6.4855 | 0 | 27.5145 | 0 | 2.7436 | 31.1179 | 2.7436 | 13.0374 | 350 | 13.0374 | 0
6 | 30 | 6 | 13.5 | 13.5 | 100 | 24 | 0 | 24 | 71.6538 | 15.0846 | 0 | 18.9154 | 0 | 21.9485 | 31.219 | 21.9485 | 104.299 | 350 | 104.299 | 0
6 | 30 | 7 | 13.4 | 13.4 | 100 | 66 | 0 | 66 | 82.536 | 24.298 | 82.464 | 9.702 | 0 | 60.3582 | 31.3198 | 60.3582 | 286.8224 | 350 | 286.8224 | 0
6 | 30 | 8 | 13.4 | 13.4 | 100 | 118 | 0 | 118 | 94.0173 | 33.7574 | 70.9827 | 0.24256 | 0 | 107.9132 | 31.4261 | 107.9132 | 512.8036 | 350 | 350 | 162.8036
6 | 30 | 9 | 13.2 | 13.2 | 100 | 169 | 1 | 169 | 107.0319 | 43.0676 | 57.9681 | 9.0676 | 0.78279 | 154.5537 | 31.5466 | 155.3365 | 738.1589 | 350 | 350 | 388.1589
6 | 30 | 10 | 13.2 | 13.2 | 100 | 213 | 3 | 211 | 123.0361 | 51.6575 | 41.9639 | 17.6575 | 2.7245 | 192.9635 | 31.6948 | 195.688 | 929.9093 | 600 | 600 | 329.9093
6 | 30 | 11 | 13.2 | 13.2 | 100 | 246 | 4 | 242 | 144.0656 | 58.5515 | 20.9344 | 24.5515 | 3.919 | 221.3135 | 31.8895 | 225.2325 | 1070.3051 | 600 | 600 | 470.3051
6 | 30 | 12 | 13.8 | 13.8 | 100 | 264 | 5 | 260 | 171.1914 | 62.1949 | 6.1914 | 28.1949 | 4.9632 | 237.7749 | 32.1407 | 242.7381 | 1153.4914 | 600 | 600 | 553.4914
6 | 30 | 13 | 14.3 | 14.1 | 99 | 539 | 164 | 392 | 200.4464 | 61.218 | 35.4464 | 27.218 | 155.1366 | 358.4914 | 32.4115 | 513.6279 | 2440.7599 | 600 | 600 | 1840.7599
6 | 30 | 14 | 15.1 | 14.5 | 96 | 514 | 115 | 414 | 225.1973 | 56.0385 | 60.1973 | 22.0385 | 96.9306 | 378.6108 | 32.6407 | 475.5414 | 2259.7725 | 600 | 600 | 1659.7725
6 | 30 | 15 | 15.4 | 14.5 | 94 | 687 | 492 | 297 | 243.926 | 48.2977 | 78.926 | 14.2977 | 339.6883 | 271.6121 | 32.8141 | 611.3004 | 2904.8993 | 600 | 600 | 2304.8993
6 | 30 | 16 | 15.1 | 13.8 | 92 | 379 | 85 | 321 | 258.4947 | 39.3239 | 0 | 5.3239 | 42.4146 | 293.5605 | 32.949 | 335.9751 | 1596.5537 | 900 | 900 | 696.5537
6 | 30 | 17 | 15.2 | 13.8 | 91 | 420 | 307 | 249 | 270.7442 | 29.8945 | 0 | 4.1055 | 86.4674 | 227.7152 | 33.0624 | 227.7152 | 1082.1025 | 900 | 900 | 182.1025
6 | 30 | 18 | 15.3 | 13.7 | 90 | 261 | 218 | 172 | 281.8889 | 20.4876 | 0 | 13.5124 | 11.611 | 157.2972 | 33.1656 | 157.2972 | 747.4764 | 900 | 747.4764 | 0
6 | 30 | 19 | 14.1 | 13 | 93 | 127 | 120 | 97 | 292.7188 | 11.4701 | 0 | 22.5299 | 0 | 88.7083 | 33.2659 | 88.7083 | 421.5419 | 900 | 421.5419 | 0
6 | 30 | 20 | 13.6 | 12.5 | 93 | 25 | 0 | 25 | 303.7855 | 3.2646 | 0 | 30.7354 | 0 | 22.863 | 33.3684 | 22.863 | 108.6448 | 800 | 108.6448 | 0
6 | 30 | 21 | 13.1 | 12 | 93 | 1 | 0 | 1 | 315.4868 | -4.1926 | 0 | 0 | 0 | 0.91452 | 33.4767 | 0.91452 | 4.3458 | 700 | 4.3458 | 0
6 | 30 | 22 | 12.6 | 11.4 | 92 | 0 | 0 | 0 | 328.0669 | -10.1123 | 0 | 0 | 0 | 0 | 33.5932 | 0 | 0 | 600 | 0 | 0
6 | 30 | 23 | 12.5 | 11.1 | 91 | 0 | 0 | 0 | 341.5569 | -14.1659 | 0 | 0 | 0 | 0 | 33.7181 | 0 | 0 | 500 | 0 | 0
6 | 30 | 24 | 12.5 | 11.1 | 91 | 0 | 0 | 0 | 355.7116 | -16.0437 | 0 | 0 | 0 | 0 | 33.8492 | 0 | 0 | 400 | 0 | 0
7 | 1 | 1 | 12.8 | 11.4 | 91 | 0 | 0 | 0 | 10.0388 | -15.5693 | 0 | 0 | 0 | 0 | 30.6485 | 0 | 0 | 350 | 0 | 0
7 | 1 | 2 | 13.2 | 11.8 | 91 | 0 | 0 | 0 | 23.976 | -12.7891 | 0 | 0 | 0 | 0 | 30.7776 | 0 | 0 | 350 | 0 | 0
7 | 1 | 3 | 13.5 | 12.2 | 92 | 0 | 0 | 0 | 37.1165 | -7.9509 | 0 | 0 | 0 | 0 | 30.8992 | 0 | 0 | 350 | 0 | 0
7 | 1 | 4 | 13.6 | 12.5 | 93 | 0 | 0 | 0 | 49.3299 | -1.2753 | 0 | 0 | 0 | 0 | 31.0123 | 0 | 0 | 350 | 0 | 0
7 | 1 | 5 | 13.7 | 12.5 | 93 | 6 | 0 | 6 | 60.7421 | 6.4074 | 0 | 27.5926 | 0 | 5.4871 | 31.118 | 5.4871 | 26.0748 | 350 | 26.0748 | 0
7 | 1 | 6 | 13.8 | 12.5 | 92 | 49 | 0 | 49 | 71.6635 | 15.0057 | 0 | 18.9943 | 0 | 44.8114 | 31.2191 | 44.8114 | 212.9439 | 350 | 212.9439 | 0
7 | 1 | 7 | 14.9 | 12.9 | 88 | 215 | 209 | 143 | 82.5499 | 24.2192 | 82.4501 | 9.7808 | 85.0841 | 130.7762 | 31.3199 | 130.7762 | 621.4484 | 350 | 350 | 271.4484
7 | 1 | 8 | 16.3 | 13.4 | 83 | 316 | 121 | 256 | 94.0334 | 33.6784 | 70.9666 | 0.32157 | 73.9895 | 234.1168 | 31.4262 | 308.1063 | 1464.1212 | 350 | 350 | 1114.1212
7 | 1 | 9 | 16.2 | 13 | 81 | 514 | 424 | 244 | 107.0464 | 42.988 | 57.9536 | 8.988 | 331.7028 | 223.1426 | 31.5467 | 554.8454 | 2636.6254 | 350 | 350 | 2286.6254
7 | 1 | 10 | 16.3 | 12.7 | 79 | 569 | 300 | 342 | 123.0401 | 51.577 | 41.9599 | 17.577 | 272.3769 | 312.7654 | 31.6948 | 585.1423 | 2780.5962 | 600 | 600 | 2180.5962
7 | 1 | 11 | 17.1 | 13.2 | 78 | 654 | 283 | 417 | 144.0401 | 58.4718 | 20.9599 | 24.4718 | 277.261 | 381.3543 | 31.8893 | 658.6153 | 3129.7401 | 600 | 600 | 2529.7401
7 | 1 | 12 | 17.9 | 10.5 | 62 | 886 | 675 | 287 | 171.1123 | 62.1227 | 6.1123 | 28.1227 | 670.1463 | 262.4669 | 32.1399 | 932.6132 | 4431.7777 | 600 | 600 | 3831.7777
7 | 1 | 13 | 18.9 | 8.6 | 51 | 900 | 810 | 173 | 200.3232 | 61.1625 | 35.3232 | 27.1625 | 766.4949 | 158.2118 | 32.4104 | 924.7066 | 4394.206 | 600 | 600 | 3794.206
7 | 1 | 14 | 19.9 | 10.6 | 55 | 856 | 793 | 170 | 225.0685 | 56.0004 | 60.0685 | 22.0004 | 668.7603 | 155.4682 | 32.6395 | 824.2285 | 3916.7338 | 600 | 600 | 3316.7338
7 | 1 | 15 | 20.7 | 11.3 | 55 | 765 | 785 | 142 | 243.81 | 48.2711 | 78.81 | 14.2711 | 542.3907 | 129.8617 | 32.8131 | 672.2524 | 3194.5433 | 600 | 600 | 2594.5433
7 | 1 | 16 | 20 | 12.8 | 63 | 631 | 690 | 156 | 258.3925 | 39.3028 | 0 | 5.3028 | 344.67 | 142.6649 | 32.9481 | 487.335 | 2315.8158 | 900 | 900 | 1415.8158
7 | 1 | 17 | 19.8 | 12.7 | 64 | 467 | 580 | 144 | 270.6523 | 29.8747 | 0 | 4.1253 | 163.6334 | 131.6907 | 33.0616 | 131.6907 | 625.7942 | 900 | 625.7942 | 0
7 | 1 | 18 | 18.5 | 12.8 | 69 | 233 | 149 | 172 | 281.8041 | 20.4659 | 0 | 13.5341 | 7.9903 | 157.2972 | 33.1649 | 157.2972 | 747.4764 | 900 | 747.4764 | 0
7 | 1 | 19 | 16.5 | 13.3 | 81 | 80 | 0 | 80 | 292.6389 | 11.4444 | 0 | 22.5556 | 0 | 73.1615 | 33.2652 | 73.1615 | 347.6635 | 900 | 347.6635 | 0
7 | 1 | 20 | 15.5 | 13.6 | 88 | 16 | 0 | 16 | 303.7092 | 3.2338 | 0 | 30.7662 | 0 | 14.6323 | 33.3677 | 14.6323 | 69.5327 | 800 | 69.5327 | 0
7 | 1 | 21 | 15.2 | 13.8 | 91 | 0 | 0 | 0 | 315.4141 | -4.2337 | 0 | 0 | 0 | 0 | 33.4761 | 0 | 0 | 700 | 0 | 0
7 | 1 | 22 | 15.1 | 13.1 | 88 | 0 | 0 | 0 | 327.9991 | -10.1623 | 0 | 0 | 0 | 0 | 33.5926 | 0 | 0 | 600 | 0 | 0
7 | 1 | 23 | 14.9 | 14.2 | 96 | 0 | 0 | 0 | 341.4967 | -14.2256 | 0 | 0 | 0 | 0 | 33.7176 | 0 | 0 | 500 | 0 | 0
7 | 1 | 24 | 14.4 | 14 | 97 | 0 | 0 | 0 | 355.6621 | -16.1126 | 0 | 0 | 0 | 0 | 33.8487 | 0 | 0 | 400 | 0 | 0
7 | 2 | 1 | 14.5 | 14.3 | 99 | 0 | 0 | 0 | 10.0025 | -15.6456 | 0 | 0 | 0 | 0 | 30.6482 | 0 | 0 | 350 | 0 | 0
7 | 2 | 2 | 14.2 | 13.8 | 97 | 0 | 0 | 0 | 23.9534 | -12.8704 | 0 | 0 | 0 | 0 | 30.7773 | 0 | 0 | 350 | 0 | 0
7 | 2 | 3 | 13.8 | 13.6 | 99 | 0 | 0 | 0 | 37.1065 | -8.035 | 0 | 0 | 0 | 0 | 30.8991 | 0 | 0 | 350 | 0 | 0
7 | 2 | 4 | 13.6 | 13.2 | 97 | 0 | 0 | 0 | 49.3303 | -1.3716 | 0 | 0 | 0 | 0 | 31.0123 | 0 | 0 | 350 | 0 | 0
7 | 2 | 5 | 13.4 | 13.3 | 99 | 10 | 0 | 10 | 60.7507 | 6.3247 | 0 | 27.6753 | 0 | 9.1452 | 31.1181 | 9.1452 | 43.4579 | 350 | 43.4579 | 0
7 | 2 | 6 | 13.3 | 13.3 | 100 | 63 | 13 | 60 | 71.6786 | 14.9224 | 0 | 19.0776 | 2.3683 | 54.8711 | 31.2192 | 54.8711 | 260.7476 | 350 | 260.7476 | 0
7 | 2 | 7 | 14.1 | 13.6 | 97 | 201 | 181 | 138 | 82.5697 | 24.1361 | 82.4303 | 9.8639 | 73.5262 | 126.2036 | 31.3201 | 126.2036 | 599.7195 | 350 | 350 | 249.7195
7 | 2 | 8 | 15.1 | 13.8 | 92 | 314 | 133 | 248 | 94.0559 | 33.5952 | 70.9441 | 0.40479 | 81.2364 | 226.8007 | 31.4264 | 308.0371 | 1463.7922 | 350 | 350 | 1113.7922
7 | 2 | 9 | 16.5 | 13.8 | 84 | 564 | 514 | 237 | 107.0678 | 42.9039 | 57.9322 | 8.9039 | 401.8729 | 216.741 | 31.5469 | 618.6139 | 2939.653 | 350 | 350 | 2589.653
7 | 2 | 10 | 16.7 | 14.1 | 85 | 645 | 494 | 273 | 123.0516 | 51.4915 | 41.9484 | 17.4915 | 448.3969 | 249.6636 | 31.6949 | 698.0605 | 3317.1834 | 600 | 600 | 2717.1834
7 | 2 | 11 | 15 | 13.3 | 90 | 246 | 10 | 237 | 144.0215 | 58.3863 | 20.9785 | 24.3863 | 9.797 | 216.741 | 31.8891 | 226.538 | 1076.5085 | 600 | 600 | 476.5085
7 | 2 | 12 | 15.2 | 13.7 | 91 | 534 | 166 | 387 | 171.0372 | 62.044 | 6.0372 | 28.044 | 164.8359 | 353.9188 | 32.1392 | 518.7547 | 2465.1222 | 600 | 600 | 1865.1222
7 | 2 | 13 | 16.5 | 13.8 | 84 | 540 | 118 | 434 | 200.1992 | 61.1002 | 35.1992 | 27.1002 | 111.702 | 396.9012 | 32.4093 | 508.6031 | 2416.8821 | 600 | 600 | 1816.8821
7 | 2 | 14 | 17.7 | 14.3 | 80 | 849 | 657 | 281 | 224.9357 | 55.9559 | 59.9357 | 21.9559 | 554.3616 | 256.9798 | 32.6383 | 811.3414 | 3855.4944 | 600 | 600 | 3255.4944
7 | 2 | 15 | 17.3 | 14 | 81 | 690 | 511 | 285 | 243.689 | 48.2384 | 78.689 | 14.2384 | 353.329 | 260.6379 | 32.8119 | 613.9668 | 2917.5704 | 600 | 600 | 2317.5704
7 | 2 | 16 | 17.3 | 13.8 | 80 | 571 | 493 | 232 | 258.2854 | 39.276 | 0 | 5.276 | 246.5095 | 212.1684 | 32.9471 | 458.6779 | 2179.6373 | 900 | 900 | 1279.6373
7 | 2 | 17 | 16.2 | 13.2 | 82 | 451 | 490 | 178 | 270.556 | 29.8493 | 0 | 4.1507 | 138.4541 | 162.7843 | 33.0607 | 162.7843 | 773.5512 | 900 | 773.5512 | 0
7 | 2 | 18 | 16.3 | 12.3 | 77 | 265 | 250 | 163 | 281.7154 | 20.4387 | 0 | 13.5613 | 13.4849 | 149.0666 | 33.164 | 149.0666 | 708.3643 | 900 | 708.3643 | 0
7 | 2 | 19 | 15.6 | 11.9 | 79 | 80 | 0 | 80 | 292.5554 | 11.4128 | 0 | 22.5872 | 0 | 73.1615 | 33.2644 | 73.1615 | 347.6635 | 900 | 347.6635 | 0
7 | 2 | 20 | 14.9 | 11.7 | 81 | 25 | 0 | 25 | 303.6299 | 3.1973 | 0 | 30.8027 | 0 | 22.863 | 33.3669 | 22.863 | 108.6448 | 800 | 108.6448 | 0
7 | 2 | 21 | 14.5 | 12.3 | 87 | 1 | 0 | 1 | 315.339 | -4.2812 | 0 | 0 | 0 | 0.91452 | 33.4754 | 0.91452 | 4.3458 | 700 | 4.3458 | 0
7 | 2 | 22 | 14.4 | 12.1 | 86 | 0 | 0 | 0 | 327.9298 | -10.2188 | 0 | 0 | 0 | 0 | 33.5919 | 0 | 0 | 600 | 0 | 0
7 | 2 | 23 | 14.2 | 12.3 | 88 | 0 | 0 | 0 | 341.436 | -14.2921 | 0 | 0 | 0 | 0 | 33.717 | 0 | 0 | 500 | 0 | 0
7 | 2 | 24 | 14.2 | 12.3 | 88 | 0 | 0 | 0 | 355.6133 | -16.1882 | 0 | 0 | 0 | 0 | 33.8483 | 0 | 0 | 400 | 0 | 0
7 | 3 | 1 | 14 | 11.8 | 87 | 0 | 0 | 0 | 9.968 | -15.7284 | 0 | 0 | 0 | 0 | 30.6479 | 0 | 0 | 350 | 0 | 0
7 | 3 | 2 | 13.7 | 11.7 | 88 | 0 | 0 | 0 | 23.9337 | -12.9578 | 0 | 0 | 0 | 0 | 30.7772 | 0 | 0 | 350 | 0 | 0
7 | 3 | 3 | 13.4 | 10.9 | 85 | 0 | 0 | 0 | 37.1002 | -8.1248 | 0 | 0 | 0 | 0 | 30.8991 | 0 | 0 | 350 | 0 | 0
7 | 3 | 4 | 13.1 | 10.6 | 85 | 0 | 0 | 0 | 49.3351 | -1.4725 | 0 | 0 | 0 | 0 | 31.0124 | 0 | 0 | 350 | 0 | 0
7 | 3 | 5 | 13 | 11.4 | 90 | 6 | 0 | 6 | 60.7643 | 6.2373 | 0 | 27.7627 | 0 | 5.4871 | 31.1182 | 5.4871 | 26.0748 | 350 | 26.0748 | 0
7 | 3 | 6 | 13.4 | 11.6 | 89 | 47 | 0 | 47 | 71.6989 | 14.8347 | 0 | 19.1653 | 0 | 42.9824 | 31.2194 | 42.9824 | 204.2523 | 350 | 204.2523 | 0
7 | 3 | 7 | 13.7 | 11.6 | 87 | 212 | 229 | 134 | 82.5952 | 24.0489 | 82.4048 | 9.9511 | 92.823 | 122.5455 | 31.3203 | 122.5455 | 582.3363 | 350 | 350 | 232.3363
7 | 3 | 8 | 15.6 | 11.9 | 79 | 357 | 358 | 180 | 94.0847 | 33.5079 | 70.9153 | 0.49214 | 218.4238 | 164.6134 | 31.4267 | 383.0371 | 1820.1925 | 350 | 350 | 1470.1925
7 | 3 | 9 | 15.6 | 11.4 | 76 | 564 | 598 | 184 | 107.0962 | 42.8155 | 57.9038 | 8.8155 | 467.2773 | 168.2715 | 31.5472 | 635.5487 | 3020.1275 | 350 | 350 | 2670.1275
7 | 3 | 10 | 16.2 | 10.2 | 68 | 706 | 689 | 188 | 123.0706 | 51.4012 | 41.9294 | 17.4012 | 625.2409 | 171.9295 | 31.6951 | 797.1704 | 3788.154 | 600 | 600 | 3188.154
7 | 3 | 11 | 16.9 | 9.3 | 61 | 499 | 140 | 382 | 144.01 | 58.2952 | 20.99 | 24.2952 | 137.1575 | 349.3462 | 31.889 | 486.5037 | 2311.8657 | 600 | 600 | 1711.8657
7 | 3 | 12 | 15.3 | 9.8 | 70 | 536 | 83 | 463 | 170.9663 | 61.9588 | 5.9663 | 27.9588 | 82.4334 | 423.4222 | 32.1386 | 505.8556 | 2403.8256 | 600 | 600 | 1803.8256
7 | 3 | 13 | 14.8 | 11.6 | 81 | 542 | 120 | 434 | 200.0745 | 61.031 | 35.0745 | 27.031 | 113.6358 | 396.9012 | 32.4081 | 510.5369 | 2426.0714 | 600 | 600 | 1826.0714
7 | 3 | 14 | 15.1 | 12.4 | 84 | 516 | 118 | 414 | 224.799 | 55.9048 | 59.799 | 21.9048 | 99.6176 | 378.6108 | 32.637 | 478.2283 | 2272.5411 | 600 | 600 | 1672.5411
7 | 3 | 15 | 15.4 | 12.9 | 85 | 607 | 314 | 358 | 243.5634 | 48.1997 | 78.5634 | 14.1997 | 217.2659 | 327.3977 | 32.8108 | 544.6637 | 2588.2418 | 600 | 600 | 1988.2418
7 | 3 | 16 | 16.5 | 12.7 | 78 | 607 | 561 | 222 | 258.1737 | 39.2434 | 0 | 5.2434 | 280.7728 | 203.0232 | 32.9461 | 483.796 | 2298.9985 | 900 | 900 | 1398.9985
7 | 3 | 17 | 15.4 | 12.7 | 84 | 462 | 560 | 151 | 270.4553 | 29.8182 | 0 | 4.1818 | 158.452 | 138.0923 | 33.0598 | 138.0923 | 656.2148 | 900 | 656.2148 | 0
7 | 3 | 18 | 15.3 | 12.2 | 82 | 292 | 387 | 134 | 281.6227 | 20.4057 | 0 | 13.5943 | 20.9753 | 122.5455 | 33.1632 | 122.5455 | 582.3363 | 900 | 582.3363 | 0
7 | 3 | 19 | 14.9 | 11.9 | 82 | 131 | 147 | 94 | 292.4685 | 11.3755 | 0 | 22.6245 | 0 | 85.9648 | 33.2636 | 85.9648 | 408.5046 | 900 | 408.5046 | 0
7 | 3 | 20 | 14 | 12.2 | 89 | 26 | 0 | 26 | 303.5476 | 3.155 | 0 | 30.845 | 0 | 23.7775 | 33.3662 | 23.7775 | 112.9906 | 800 | 112.9906 | 0
7 | 3 | 21 | 13.5 | 12 | 91 | 1 | 0 | 1 | 315.2617 | -4.3352 | 0 | 0 | 0 | 0.91452 | 33.4746 | 0.91452 | 4.3458 | 700 | 4.3458 | 0
7 | 3 | 22 | 13.3 | 11.2 | 87 | 0 | 0 | 0 | 327.8591 | -10.2819 | 0 | 0 | 0 | 0 | 33.5913 | 0 | 0 | 600 | 0 | 0
7 | 3 | 23 | 13.1 | 11 | 87 | 0 | 0 | 0 | 341.3749 | -14.3653 | 0 | 0 | 0 | 0 | 33.7164 | 0 | 0 | 500 | 0 | 0
7 | 3 | 24 | 12.8 | 11.1 | 89 | 0 | 0 | 0 | 355.5653 | -16.2706 | 0 | 0 | 0 | 0 | 33.8478 | 0 | 0 | 400 | 0 | 0
7 | 4 | 1 | 12.6 | 10.5 | 87 | 0 | 0 | 0 | 9.9355 | -15.8177 | 0 | 0 | 0 | 0 | 30.6476 | 0 | 0 | 350 | 0 | 0
7 | 4 | 2 | 12.3 | 10.2 | 87 | 0 | 0 | 0 | 23.917 | -13.0513 | 0 | 0 | 0 | 0 | 30.777 | 0 | 0 | 350 | 0 | 0
7 | 4 | 3 | 12.2 | 9.9 | 86 | 0 | 0 | 0 | 37.0977 | -8.2202 | 0 | 0 | 0 | 0 | 30.8991 | 0 | 0 | 350 | 0 | 0
7 | 4 | 4 | 12.5 | 10.8 | 89 | 0 | 0 | 0 | 49.3443 | -1.5779 | 0 | 0 | 0 | 0 | 31.0124 | 0 | 0 | 350 | 0 | 0
7 | 4 | 5 | 12.7 | 10.7 | 87 | 9 | 0 | 9 | 60.7827 | 6.1454 | 0 | 27.8546 | 0 | 8.2307 | 31.1184 | 8.2307 | 39.1121 | 350 | 39.1121 | 0
7 | 4 | 6 | 13 | 10.5 | 85 | 61 | 5 | 60 | 71.7246 | 14.7427 | 0 | 19.2573 | 0.90037 | 54.8711 | 31.2197 | 54.8711 | 260.7476 | 350 | 260.7476 | 0
7 | 4 | 7 | 13.7 | 10.8 | 83 | 174 | 93 | 142 | 82.6266 | 23.9575 | 82.3734 | 10.0425 | 37.6146 | 129.8617 | 31.3206 | 129.8617 | 617.1026 | 350 | 350 | 267.1026
7 | 4 | 8 | 14.4 | 12.4 | 88 | 312 | 185 | 220 | 94.1199 | 33.4164 | 70.8801 | 0.58357 | 112.7483 | 201.1941 | 31.427 | 313.9424 | 1491.8545 | 350 | 350 | 1141.8545
7 | 4 | 9 | 14.7 | 11.9 | 83 | 449 | 268 | 279 | 107.1317 | 42.7228 | 57.8683 | 8.7228 | 209.2965 | 255.1507 | 31.5475 | 464.4472 | 2207.0533 | 350 | 350 | 1857.0533
7 | 4 | 10 | 15.5 | 11.8 | 79 | 430 | 99 | 356 | 123.0971 | 51.3061 | 41.9029 | 17.3061 | 89.8177 | 325.5687 | 31.6953 | 415.3864 | 1973.9161 | 600 | 600 | 1373.9161
7 | 4 | 11 | 15.3 | 11.7 | 79 | 496 | 117 | 398 | 144.0056 | 58.1985 | 20.9944 | 24.1985 | 114.6251 | 363.9785 | 31.8889 | 478.6036 | 2274.3241 | 600 | 600 | 1674.3241
7 | 4 | 12 | 16 | 11.6 | 75 | 534 | 119 | 428 | 170.8996 | 61.867 | 5.8996 | 27.867 | 118.2105 | 391.414 | 32.138 | 509.6245 | 2421.7357 | 600 | 600 | 1821.7357
7 | 4 | 13 | 15.8 | 11.1 | 74 | 542 | 120 | 434 | 199.9495 | 60.955 | 34.9495 | 26.955 | 113.6763 | 396.9012 | 32.4069 | 510.5774 | 2426.2639 | 600 | 600 | 1826.2639
7 | 4 | 14 | 15.6 | 10.9 | 74 | 517 | 81 | 447 | 224.6588 | 55.8473 | 59.6588 | 21.8473 | 68.4164 | 408.7899 | 32.6357 | 477.2063 | 2267.6843 | 600 | 600 | 1667.6843
7 | 4 | 15 | 15.2 | 11.2 | 77 | 462 | 115 | 371 | 243.4332 | 48.155 | 78.4332 | 14.155 | 79.6252 | 339.2865 | 32.8096 | 418.9117 | 1990.6683 | 600 | 600 | 1390.6683
7 | 4 | 16 | 14.8 | 11.4 | 80 | 382 | 89 | 321 | 258.0574 | 39.2051 | 0 | 5.2051 | 44.582 | 293.5605 | 32.945 | 338.1425 | 1606.8534 | 900 | 900 | 706.8534
7 | 4 | 17 | 14.6 | 11.8 | 83 | 283 | 46 | 257 | 270.3505 | 29.7815 | 0 | 4.2185 | 13.0317 | 235.0313 | 33.0588 | 235.0313 | 1116.8689 | 900 | 900 | 216.8689
7 | 4 | 18 | 14.6 | 11.7 | 83 | 176 | 23 | 167 | 281.5263 | 20.367 | 0 | 13.633 | 1.2513 | 152.7246 | 33.1623 | 152.7246 | 725.7475 | 900 | 725.7475 | 0
7 | 4 | 19 | 14.6 | 11.9 | 84 | 79 | 0 | 79 | 292.3782 | 11.3323 | 0 | 22.6677 | 0 | 72.247 | 33.2628 | 72.247 | 343.3177 | 900 | 343.3177 | 0
7 | 4 | 20 | 13.8 | 11.8 | 88 | 24 | 0 | 24 | 303.4625 | 3.1068 | 0 | 30.8932 | 0 | 21.9485 | 33.3654 | 21.9485 | 104.299 | 800 | 104.299 | 0
7 | 4 | 21 | 12.8 | 11.1 | 89 | 1 | 0 | 1 | 315.1821 | -4.3956 | 0 | 0 | 0 | 0.91452 | 33.4739 | 0.91452 | 4.3458 | 700 | 4.3458 | 0
7 | 4 | 22 | 13.2 | 11.6 | 90 | 0 | 0 | 0 | 327.787 | -10.3516 | 0 | 0 | 0 | 0 | 33.5906 | 0 | 0 | 600 | 0 | 0
7 | 4 | 23 | 13 | 11.9 | 93 | 0 | 0 | 0 | 341.3134 | -14.4452 | 0 | 0 | 0 | 0 | 33.7159 | 0 | 0 | 500 | 0 | 0
7 | 4 | 24 | 12.7 | 12.2 | 97 | 0 | 0 | 0 | 355.518 | -16.3596 | 0 | 0 | 0 | 0 | 33.8474 | 0 | 0 | 400 | 0 | 0
7 | 5 | 1 | 13 | 12.1 | 94 | 0 | 0 | 0 | 9.905 | -15.9135 | 0 | 0 | 0 | 0 | 30.6473 | 0 | 0 | 350 | 0 | 0
7 | 5 | 2 | 13 | 12.2 | 95 | 0 | 0 | 0 | 23.9034 | -13.1509 | 0 | 0 | 0 | 0 | 30.7769 | 0 | 0 | 350 | 0 | 0
7 | 5 | 3 | 13.5 | 12.9 | 96 | 0 | 0 | 0 | 37.0991 | -8.3211 | 0 | 0 | 0 | 0 | 30.8991 | 0 | 0 | 350 | 0 | 0
7 | 5 | 4 | 13.4 | 12.6 | 95 | 0 | 0 | 0 | 49.358 | -1.6877 | 0 | 0 | 0 | 0 | 31.0126 | 0 | 0 | 350 | 0 | 0
7 | 5 | 5 | 13.5 | 12.6 | 94 | 6 | 0 | 6 | 60.8061 | 6.0491 | 0 | 27.9509 | 0 | 5.4871 | 31.1186 | 5.4871 | 26.0748 | 350 | 26.0748 | 0
7 | 5 | 6 | 13.8 | 12.6 | 92 | 46 | 0 | 46 | 71.7557 | 14.6465 | 0 | 19.3535 | 0 | 42.0679 | 31.22 | 42.0679 | 199.9065 | 350 | 199.9065 | 0
7 | 5 | 7 | 14.3 | 13.1 | 92 | 131 | 11 | 127 | 82.6638 | 23.8622 | 82.3362 | 10.1378 | 4.4393 | 116.1439 | 31.321 | 116.1439 | 551.9157 | 350 | 350 | 201.9157
7 | 5 | 8 | 14.8 | 13 | 89 | 236 | 59 | 207 | 94.1614 | 33.321 | 70.8386 | 0.679 | 35.9183 | 189.3054 | 31.4274 | 225.2237 | 1070.2631 | 350 | 350 | 720.2631
7 | 5 | 9 | 14.9 | 13.3 | 90 | 339 | 82 | 287 | 107.1741 | 42.6258 | 57.8259 | 8.6258 | 64.0031 | 262.4669 | 31.5479 | 326.47 | 1551.3853 | 350 | 350 | 1201.3853
7 | 5 | 10 | 15.4 | 13.4 | 88 | 428 | 93 | 359 | 123.1311 | 51.2063 | 41.8689 | 17.2063 | 84.3556 | 328.3122 | 31.6957 | 412.6679 | 1960.9978 | 600 | 600 | 1360.9978
7 | 5 | 11 | 16.6 | 13.3 | 81 | 650 | 313 | 389 | 144.0084 | 58.0962 | 20.9916 | 24.0962 | 306.6515 | 355.7478 | 31.889 | 662.3993 | 3147.7216 | 600 | 600 | 2547.7216
7 | 5 | 12 | 17 | 13 | 77 | 848 | 621 | 298 | 170.8375 | 61.7687 | 5.8375 | 27.7687 | 617.0032 | 272.5266 | 32.1374 | 889.5298 | 4227.0458 | 600 | 600 | 3627.0458
7 | 5 | 13 | 17.1 | 13 | 77 | 808 | 530 | 334 | 199.8244 | 60.8722 | 34.8244 | 26.8722 | 502.2485 | 305.4493 | 32.4058 | 807.6978 | 3838.18 | 600 | 600 | 3238.18
7 | 5 | 14 | 17.4 | 12.8 | 74 | 820 | 650 | 260 | 224.5153 | 55.7832 | 59.5153 | 21.7832 | 549.2931 | 237.7749 | 32.6344 | 787.068 | 3740.1473 | 600 | 600 | 3140.1473
7 | 5 | 15 | 17.4 | 11.4 | 68 | 691 | 532 | 270 | 243.2986 | 48.1041 | 78.2986 | 14.1041 | 368.5883 | 246.9201 | 32.8083 | 615.5084 | 2924.896 | 600 | 600 | 2324.896
7 | 5 | 16 | 17.1 | 11.1 | 68 | 502 | 279 | 310 | 257.9367 | 39.1609 | 0 | 5.1609 | 139.8693 | 283.5008 | 32.9439 | 423.3701 | 2011.8548 | 900 | 900 | 1111.8548
7 | 5 | 17 | 17.1 | 11.5 | 70 | 423 | 404 | 199 | 270.2415 | 29.739 | 0 | 4.261 | 114.5744 | 181.9892 | 33.0578 | 181.9892 | 864.8129 | 900 | 864.8129 | 0
7 | 5 | 18 | 16.3 | 10.9 | 70 | 280 | 334 | 145 | 281.4261 | 20.3226 | 0 | 13.6774 | 18.2218 | 132.6052 | 33.1614 | 132.6052 | 630.14 | 900 | 630.14 | 0
7 | 5 | 19 | 16.1 | 10.4 | 69 | 118 | 79 | 98 | 292.2847 | 11.2832 | 0 | 22.7168 | 0 | 89.6228 | 33.2619 | 89.6228 | 425.8877 | 900 | 425.8877 | 0
7 | 5 | 20 | 14.9 | 11.3 | 79 | 25 | 0 | 25 | 303.3747 | 3.0529 | 0 | 30.9471 | 0 | 22.863 | 33.3646 | 22.863 | 108.6448 | 800 | 108.6448 | 0
7 | 5 | 21 | 13.6 | 11.7 | 88 | 0 | 0 | 0 | 315.1005 | -4.4624 | 0 | 0 | 0 | 0 | 33.4732 | 0 | 0 | 700 | 0 | 0
7 | 5 | 22 | 12.8 | 11.5 | 92 | 0 | 0 | 0 | 327.7135 | -10.4279 | 0 | 0 | 0 | 0 | 33.5899 | 0 | 0 | 600 | 0 | 0
7 | 5 | 23 | 12.3 | 11.1 | 92 | 0 | 0 | 0 | 341.2516 | -14.5318 | 0 | 0 | 0 | 0 | 33.7153 | 0 | 0 | 500 | 0 | 0
7 | 5 | 24 | 11.7 | 11 | 95 | 0 | 0 | 0 | 355.4717 | -16.4552 | 0 | 0 | 0 | 0 | 33.847 | 0 | 0 | 400 | 0 | 0
7 | 6 | 1 | 11.6 | 10.8 | 95 | 0 | 0 | 0 | 9.8765 | -16.0156 | 0 | 0 | 0 | 0 | 30.647 | 0 | 0 | 350 | 0 | 0
7 | 6 | 2 | 12 | 11.4 | 96 | 0 | 0 | 0 | 23.8929 | -13.2564 | 0 | 0 | 0 | 0 | 30.7768 | 0 | 0 | 350 | 0 | 0
7 | 6 | 3 | 12 | 11.4 | 96 | 0 | 0 | 0 | 37.1044 | -8.4276 | 0 | 0 | 0 | 0 | 30.8991 | 0 | 0 | 350 | 0 | 0
7 | 6 | 4 | 12.5 | 12.1 | 97 | 0 | 0 | 0 | 49.3762 | -1.8019 | 0 | 0 | 0 | 0 | 31.0127 | 0 | 0 | 350 | 0 | 0
7 | 6 | 5 | 13 | 12.6 | 98 | 5 | 0 | 5 | 60.8344 | 5.9483 | 0 | 28.0517 | 0 | 4.5726 | 31.1188 | 4.5726 | 21.729 | 350 | 21.729 | 0
7 | 6 | 6 | 13.5 | 13.1 | 97 | 45 | 0 | 45 | 71.7921 | 14.5461 | 0 | 19.4539 | 0 | 41.1533 | 31.2203 | 41.1533 | 195.5607 | 350 | 195.5607 | 0
7 | 6 | 7 | 14.4 | 13.5 | 94 | 130 | 10 | 126 | 82.7068 | 23.7628 | 82.2932 | 10.2372 | 4.0269 | 115.2294 | 31.3214 | 115.2294 | 547.57 | 350 | 350 | 197.57
7 | 6 | 8 | 15.5 | 13.4 | 87 | 351 | 276 | 216 | 94.2094 | 33.2216 | 70.7906 | 0.77835 | 167.8433 | 197.5361 | 31.4279 | 365.3793 | 1736.2826 | 350 | 350 | 1386.2826
7 | 6 | 9 | 16.6 | 13.4 | 81 | 338 | 81 | 287 | 107.2236 | 42.5248 | 57.7764 | 8.5248 | 63.1885 | 262.4669 | 31.5484 | 325.6554 | 1547.5145 | 350 | 350 | 1197.5145
7 | 6 | 10 | 16.7 | 13.4 | 81 | 427 | 93 | 358 | 123.1726 | 51.1018 | 41.8274 | 17.1018 | 84.3383 | 327.3977 | 31.696 | 411.736 | 1956.5695 | 600 | 600 | 1356.5695
7 | 6 | 11 | 17.7 | 13.3 | 75 | 494 | 116 | 397 | 144.0184 | 57.9884 | 20.9816 | 23.9884 | 113.6503 | 363.064 | 31.8891 | 476.7142 | 2265.346 | 600 | 600 | 1665.346
7 | 6 | 12 | 17.4 | 13.4 | 77 | 532 | 118 | 427 | 170.78 | 61.6641 | 5.78 | 27.6641 | 117.2647 | 390.4995 | 32.1369 | 507.7642 | 2412.8953 | 600 | 600 | 1812.8953
7 | 6 | 13 | 17.4 | 13.3 | 77 | 880 | 646 | 303 | 199.6993 | 60.7826 | 34.6993 | 26.7826 | 612.3907 | 277.0992 | 32.4046 | 889.4899 | 4226.8561 | 600 | 600 | 3626.8561
7 | 6 | 14 | 18 | 13.6 | 75 | 818 | 682 | 231 | 224.3687 | 55.7126 | 59.3687 | 21.7126 | 576.6135 | 211.2538 | 32.633 | 787.8673 | 3743.9456 | 600 | 600 | 3143.9456
7 | 6 | 15 | 18 | 14.3 | 79 | 731 | 675 | 197 | 243.1598 | 48.0471 | 78.1598 | 14.0471 | 467.9469 | 180.1602 | 32.807 | 648.1071 | 3079.8047 | 600 | 600 | 2479.8047
7 | 6 | 16 | 18.6 | 15 | 80 | 568 | 462 | 250 | 257.8117 | 39.1108 | 0 | 5.1108 | 231.7815 | 228.6297 | 32.9427 | 460.4112 | 2187.8738 | 900 | 900 | 1287.8738
7 | 6 | 17 | 18 | 15.1 | 83 | 447 | 477 | 182 | 270.1286 | 29.6908 | 0 | 4.3092 | 135.3997 | 166.4424 | 33.0567 | 166.4424 | 790.9344 | 900 | 790.9344 | 0
7 | 6 | 18 | 17.6 | 15.2 | 86 | 288 | 375 | 135 | 281.3223 | 20.2724 | 0 | 13.7276 | 20.4939 | 123.46 | 33.1604 | 123.46 | 586.6821 | 900 | 586.6821 | 0
7 | 6 | 19 | 16 | 14.9 | 93 | 78 | 0 | 78 | 292.188 | 11.2283 | 0 | 22.7717 | 0 | 71.3325 | 33.261 | 71.3325 | 338.9719 | 900 | 338.9719 | 0
7 | 6 | 20 | 15.7 | 14.8 | 94 | 20 | 0 | 20 | 303.2842 | 2.9933 | 0 | 31.0067 | 0 | 18.2904 | 33.3637 | 18.2904 | 86.9159 | 800 | 86.9159 | 0
7 | 6 | 21 | 15.1 | 14.7 | 97 | 0 | 0 | 0 | 315.0168 | -4.5357 | 0 | 0 | 0 | 0 | 33.4724 | 0 | 0 | 700 | 0 | 0
7 | 6 | 22 | 14.3 | 14.3 | 100 | 0 | 0 | 0 | 327.6389 | -10.5108 | 0 | 0 | 0 | 0 | 33.5892 | 0 | 0 | 600 | 0 | 0
7 | 6 | 23 | 14.2 | 14.2 | 100 | 0 | 0 | 0 | 341.1897 | -14.6251 | 0 | 0 | 0 | 0 | 33.7147 | 0 | 0 | 500 | 0 | 0
7 | 6 | 24 | 14.5 | 14.5 | 100 | 0 | 0 | 0 | 355.4263 | -16.5575 | 0 | 0 | 0 | 0 | 33.8465 | 0 | 0 | 400 | 0 | 0
7 | 7 | 1 | 14.5 | 14.5 | 100 | 0 | 0 | 0 | 9.8502 | -16.1241 | 0 | 0 | 0 | 0 | 30.6468 | 0 | 0 | 350 | 0 | 0
7 | 7 | 2 | 14.7 | 14.5 | 99 | 0 | 0 | 0 | 23.8855 | -13.3679 | 0 | 0 | 0 | 0 | 30.7767 | 0 | 0 | 350 | 0 | 0
7 | 7 | 3 | 14.8 | 14.3 | 97 | 0 | 0 | 0 | 37.1137 | -8.5394 | 0 | 0 | 0 | 0 | 30.8992 | 0 | 0 | 350 | 0 | 0
7 | 7 | 4 | 14.7 | 14.2 | 97 | 0 | 0 | 0 | 49.399 | -1.9203 | 0 | 0 | 0 | 0 | 31.013 | 0 | 0 | 350 | 0 | 0
7 | 7 | 5 | 14.8 | 14.8 | 100 | 5 | 0 | 5 | 60.8678 | 5.8433 | 0 | 28.1567 | 0 | 4.5726 | 31.1191 | 4.5726 | 21.729 | 350 | 21.729 | 0
7 | 7 | 6 | 15 | 15 | 100 | 44 | 0 | 44 | 71.834 | 14.4417 | 0 | 19.5583 | 0 | 40.2388 | 31.2207 | 40.2388 | 191.2149 | 350 | 191.2149 | 0
7 | 7 | 7 | 15.3 | 14.9 | 97 | 128 | 10 | 125 | 82.7557 | 23.6596 | 82.2443 | 10.3404 | 4.0181 | 114.3148 | 31.3218 | 114.3148 | 543.2242 | 350 | 350 | 193.2242
7 | 7 | 8 | 15.4 | 14.8 | 96 | 233 | 33 | 217 | 94.2638 | 33.1184 | 70.7362 | 0.88157 | 20.0468 | 198.4506 | 31.4284 | 218.4974 | 1038.2995 | 350 | 350 | 688.2995
7 | 7 | 9 | 16 | 14.9 | 93 | 336 | 81 | 285 | 107.2801 | 42.4197 | 57.7199 | 8.4197 | 63.1554 | 260.6379 | 31.5489 | 323.7933 | 1538.6657 | 350 | 350 | 1188.6657
7 | 7 | 10 | 16.8 | 14.4 | 86 | 426 | 92 | 357 | 123.2217 | 50.9928 | 41.7783 | 16.9928 | 83.4154 | 326.4832 | 31.6965 | 409.8986 | 1947.8381 | 600 | 600 | 1347.8381
7 | 7 | 11 | 17.2 | 14.2 | 83 | 492 | 115 | 396 | 144.0356 | 57.8753 | 20.9644 | 23.8753 | 112.6747 | 362.1494 | 31.8892 | 474.8242 | 2256.3644 | 600 | 600 | 1656.3644
7 | 7 | 12 | 17.5 | 13.4 | 77 | 531 | 118 | 427 | 170.7272 | 61.5531 | 5.7272 | 27.5531 | 117.2893 | 390.4995 | 32.1364 | 507.7888 | 2413.0126 | 600 | 600 | 1813.0126
7 | 7 | 13 | 18.1 | 7 | 48 | 813 | 532 | 338 | 199.5746 | 60.6862 | 34.5746 | 26.6862 | 504.4982 | 309.1073 | 32.4035 | 813.6055 | 3866.2533 | 600 | 600 | 3266.2533
7 | 7 | 14 | 18.8 | 12.2 | 65 | 848 | 741 | 209 | 224.2193 | 55.6354 | 59.2193 | 21.6354 | 626.7893 | 191.1344 | 32.6317 | 817.9237 | 3886.7736 | 600 | 600 | 3286.7736
7 | 7 | 15 | 18.7 | 12.7 | 68 | 759 | 774 | 146 | 243.017 | 47.984 | 78.017 | 13.984 | 536.8851 | 133.5197 | 32.8057 | 670.4049 | 3185.764 | 600 | 600 | 2585.764
7 | 7 | 16 | 18.8 | 12.7 | 68 | 627 | 684 | 157 | 257.6826 | 39.0549 | 0 | 5.0549 | 343.3842 | 143.5794 | 32.9415 | 486.9636 | 2314.0512 | 900 | 900 | 1414.0512
7 | 7 | 17 | 18.1 | 12.3 | 69 | 464 | 575 | 145 | 270.0118 | 29.6368 | 0 | 4.3632 | 163.3383 | 132.6052 | 33.0557 | 132.6052 | 630.14 | 900 | 630.14 | 0
7 | 7 | 18 | 17.6 | 12 | 70 | 288 | 381 | 134 | 281.215 | 20.2164 | 0 | 13.7836 | 20.836 | 122.5455 | 33.1594 | 122.5455 | 582.3363 | 900 | 582.3363 | 0
7 | 7 | 19 | 16.9 | 12 | 73 | 128 | 141 | 93 | 292.0882 | 11.1674 | 0 | 22.8326 | 0 | 85.0502 | 33.2601 | 85.0502 | 404.1588 | 900 | 404.1588 | 0
7 | 7 | 20 | 15.4 | 12.1 | 81 | 24 | 0 | 24 | 303.1911 | 2.9279 | 0 | 31.0721 | 0 | 21.9485 | 33.3629 | 21.9485 | 104.299 | 800 | 104.299 | 0
7 | 7 | 21 | 14.1 | 11.6 | 85 | 0 | 0 | 0 | 314.9311 | -4.6154 | 0 | 0 | 0 | 0 | 33.4716 | 0 | 0 | 700 | 0 | 0
7 | 7 | 22 | 13.9 | 11.9 | 88 | 0 | 0 | 0 | 327.563 | -10.6002 | 0 | 0 | 0 | 0 | 33.5885 | 0 | 0 | 600 | 0 | 0
7 | 7 | 23 | 13.7 | 12 | 89 | 0 | 0 | 0 | 341.1275 | -14.725 | 0 | 0 | 0 | 0 | 33.7141 | 0 | 0 | 500 | 0 | 0
7 | 7 | 24 | 13.4 | 12.1 | 92 | 0 | 0 | 0 | 355.382 | -16.6663 | 0 | 0 | 0 | 0 | 33.8461 | 0 | 0 | 400 | 0 | 0
7 | 8 | 1 | 13 | 11.9 | 93 | 0 | 0 | 0 | 9.8261 | -16.2388 | 0 | 0 | 0 | 0 | 30.6465 | 0 | 0 | 350 | 0 | 0
7 | 8 | 2 | 13 | 12.1 | 94 | 0 | 0 | 0 | 23.8814 | -13.4852 | 0 | 0 | 0 | 0 | 30.7767 | 0 | 0 | 350 | 0 | 0
7 | 8 | 3 | 12.9 | 11.6 | 92 | 0 | 0 | 0 | 37.127 | -8.6566 | 0 | 0 | 0 | 0 | 30.8993 | 0 | 0 | 350 | 0 | 0
7 | 8 | 4 | 13.3 | 11.6 | 89 | 0 | 0 | 0 | 49.4263 | -2.0431 | 0 | 0 | 0 | 0 | 31.0132 | 0 | 0 | 350 | 0 | 0
7 | 8 | 5 | 14 | 12 | 88 | 8 | 0 | 8 | 60.9062 | 5.7341 | 0 | 28.2659 | 0 | 7.3162 | 31.1195 | 7.3162 | 34.7663 | 350 | 34.7663 | 0
7 | 8 | 6 | 14.8 | 12.8 | 88 | 71 | 57 | 61 | 71.8813 | 14.3333 | 0 | 19.6667 | 10.0185 | 55.7856 | 31.2211 | 55.7856 | 265.0934 | 350 | 265.0934 | 0
7 | 8 | 7 | 16.7 | 14.1 | 85 | 210 | 250 | 127 | 82.8104 | 23.5526 | 82.1896 | 10.4474 | 100.2344 | 116.1439 | 31.3223 | 116.1439 | 551.9157 | 350 | 350 | 201.9157
7 | 8 | 8 | 18.5 | 15.1 | 81 | 382 | 427 | 174 | 94.3245 | 33.0114 | 70.6755 | 0.98857 | 259.12 | 159.1263 | 31.4289 | 418.2462 | 1987.5061 | 350 | 350 | 1637.5061
7 | 8 | 9 | 21.1 | 15.8 | 72 | 553 | 624 | 161 | 107.3436 | 42.3106 | 57.6564 | 8.3106 | 486.2837 | 147.2375 | 31.5495 | 633.5212 | 3010.4927 | 350 | 350 | 2660.4927
7 | 8 | 10 | 23 | 15.9 | 64 | 700 | 709 | 171 | 123.2783 | 50.8793 | 41.7217 | 16.8793 | 642.7277 | 156.3827 | 31.697 | 799.1105 | 3797.3729 | 600 | 600 | 3197.3729
7 | 8 | 11 | 25 | 16.4 | 59 | 809 | 779 | 159 | 144.06 | 57.7567 | 20.94 | 23.7567 | 763.2847 | 145.4085 | 31.8894 | 908.6932 | 4318.11 | 600 | 600 | 3718.11
7 | 8 | 12 | 26.2 | 17.7 | 60 | 870 | 846 | 123 | 170.6793 | 61.4358 | 5.6793 | 27.4358 | 841.0852 | 112.4858 | 32.1359 | 953.571 | 4531.3694 | 600 | 600 | 3931.3694
7 | 8 | 13 | 27.4 | 18 | 57 | 880 | 843 | 128 | 199.4505 | 60.5831 | 34.4505 | 26.5831 | 799.6971 | 117.0584 | 32.4023 | 916.7555 | 4356.4221 | 600 | 600 | 3756.4221
7 | 8 | 14 | 27.6 | 18.1 | 56 | 841 | 837 | 121 | 224.0672 | 55.5517 | 59.0672 | 21.5517 | 708.3119 | 110.6568 | 32.6303 | 818.9686 | 3891.7389 | 600 | 600 | 3291.7389
7 | 8 | 15 | 26.9 | 19 | 62 | 682 | 532 | 261 | 242.8704 | 47.9146 | 77.8704 | 13.9146 | 369.2188 | 238.6894 | 32.8044 | 607.9082 | 2888.7798 | 600 | 600 | 2288.7798
7 | 8 | 16 | 26.3 | 18.7 | 63 | 599 | 633 | 164 | 257.5496 | 38.9931 | 0 | 4.9931 | 317.968 | 149.9811 | 32.9403 | 467.949 | 2223.6939 | 900 | 900 | 1323.6939
7 | 8 | 17 | 24.9 | 18.1 | 66 | 278 | 87 | 230 | 269.8912 | 29.577 | 0 | 4.423 | 24.7279 | 210.3393 | 33.0545 | 210.3393 | 999.5325 | 900 | 900 | 99.5325
7 | 8 | 18 | 23.6 | 17.2 | 67 | 173 | 49 | 153 | 281.1044 | 20.1546 | 0 | 13.8454 | 2.6787 | 139.9214 | 33.1584 | 139.9214 | 664.9064 | 900 | 664.9064 | 0
7 | 8 | 19 | 22.6 | 16.6 | 69 | 77 | 0 | 77 | 291.9854 | 11.1007 | 0 | 22.8993 | 0 | 70.4179 | 33.2591 | 70.4179 | 334.6261 | 900 | 334.6261 | 0
7 | 8 | 20 | 21.6 | 15.8 | 70 | 23 | 0 | 23 | 303.0955 | 2.8567 | 0 | 31.1433 | 0 | 21.0339 | 33.362 | 21.0339 | 99.9532 | 800 | 99.9532 | 0
7 | 8 | 21 | 20.9 | 15.5 | 71 | 0 | 0 | 0 | 314.8435 | -4.7015 | 0 | 0 | 0 | 0 | 33.4708 | 0 | 0 | 700 | 0 | 0
7 | 8 | 22 | 20.2 | 15.7 | 75 | 0 | 0 | 0 | 327.4861 | -10.6962 | 0 | 0 | 0 | 0 | 33.5878 | 0 | 0 | 600 | 0 | 0
7 | 8 | 23 | 19.7 | 15.7 | 78 | 0 | 0 | 0 | 341.0654 | -14.8315 | 0 | 0 | 0 | 0 | 33.7136 | 0 | 0 | 500 | 0 | 0
7 | 8 | 24 | 21.3 | 15.6 | 70 | 0 | 0 | 0 | 355.3387 | -16.7816 | 0 | 0 | 0 | 0 | 33.8457 | 0 | 0 | 400 | 0 | 0
7 | 9 | 1 | 22.4 | 15.2 | 64 | 0 | 0 | 0 | 9.8043 | -16.3599 | 0 | 0 | 0 | 0 | 30.6463 | 0 | 0 | 350 | 0 | 0
7 | 9 | 2 | 21.7 | 15.2 | 67 | 0 | 0 | 0 | 23.8806 | -13.6083 | 0 | 0 | 0 | 0 | 30.7767 | 0 | 0 | 350 | 0 | 0
7 | 9 | 3 | 17.9 | 15.6 | 86 | 0 | 0 | 0 | 37.1444 | -8.7791 | 0 | 0 | 0 | 0 | 30.8995 | 0 | 0 | 350 | 0 | 0
7 | 9 | 4 | 17.4 | 15.5 | 88 | 0 | 0 | 0 | 49.4582 | -2.17 | 0 | 0 | 0 | 0 | 31.0135 | 0 | 0 | 350 | 0 | 0
7 | 9 | 5 | 17 | 15.3 | 90 | 5 | 0 | 5 | 60.9496 | 5.6207 | 0 | 28.3793 | 0 | 4.5726 | 31.1199 | 4.5726 | 21.729 | 350 | 21.729 | 0
7 | 9 | 6 | 17.3 | 16.1 | 93 | 42 | 0 | 42 | 71.934 | 14.221 | 0 | 19.779 | 0 | 38.4098 | 31.2216 | 38.4098 | 182.5233 | 350 | 182.5233 | 0
7 | 9 | 7 | 16.9 | 16.2 | 96 | 126 | 9 | 123 | 82.8711 | 23.4419 | 82.1289 | 10.5581 | 3.6006 | 112.4858 | 31.3229 | 112.4858 | 534.5326 | 350 | 350 | 184.5326
7 | 9 | 8 | 18.4 | 16.6 | 89 | 230 | 32 | 214 | 94.3917 | 32.9007 | 70.6083 | 1.0993 | 19.3986 | 195.707 | 31.4296 | 215.1057 | 1022.1821 | 350 | 350 | 672.1821
7 | 9 | 9 | 16.2 | 15.7 | 97 | 165 | 1 | 164 | 107.414 | 42.1975 | 57.586 | 8.1975 | 0.77892 | 149.9811 | 31.5501 | 150.76 | 716.4115 | 350 | 350 | 366.4115
7 | 9 | 10 | 16.9 | 16.4 | 97 | 209 | 3 | 207 | 123.3424 | 50.7612 | 41.6576 | 16.7612 | 2.7191 | 189.3054 | 31.6976 | 192.0245 | 912.5005 | 600 | 600 | 312.5005
7 | 9 | 11 | 16.8 | 16.4 | 97 | 489 | 159 | 356 | 144.0916 | 57.6328 | 20.9084 | 23.6328 | 155.8012 | 325.5687 | 31.8897 | 481.3699 | 2287.4698 | 600 | 600 | 1687.4698
7 | 9 | 12 | 17.8 | 16.6 | 93 | 839 | 569 | 337 | 170.6363 | 61.3123 | 5.6363 | 27.3123 | 565.8177 | 308.1928 | 32.1355 | 874.0105 | 4153.2979 | 600 | 600 | 3553.2979
7 | 9 | 13 | 16.6 | 15.9 | 96 | 265 | 12 | 254 | 199.3272 | 60.4732 | 34.3272 | 26.4732 | 11.3875 | 232.2878 | 32.4012 | 243.6752 | 1157.9447 | 600 | 600 | 557.9447
7 | 9 | 14 | 17.6 | 15.8 | 89 | 834 | 503 | 402 | 223.9127 | 55.4614 | 58.9127 | 21.4614 | 425.8483 | 367.6366 | 32.6288 | 793.4848 | 3770.6398 | 600 | 600 | 3170.6398
7 | 9 | 15 | 18.3 | 15.4 | 83 | 754 | 763 | 152 | 242.7201 | 47.8391 | 77.7201 | 13.8391 | 529.7999 | 139.0069 | 32.803 | 668.8067 | 3178.1695 | 600 | 600 | 2578.1695
7 | 9 | 16 | 17.9 | 15.2 | 84 | 623 | 674 | 161 | 257.4127 | 38.9253 | 0 | 4.9253 | 338.7365 | 147.2375 | 32.939 | 485.974 | 2309.3484 | 900 | 900 | 1409.3484
7 | 9 | 17 | 17.3 | 14.9 | 86 | 460 | 561 | 149 | 269.767 | 29.5113 | 0 | 4.4887 | 159.5151 | 136.2633 | 33.0534 | 136.2633 | 647.5232 | 900 | 647.5232 | 0
7 | 9 | 18 | 16.8 | 14.6 | 87 | 285 | 371 | 135 | 280.9904 | 20.087 | 0 | 13.913 | 20.2514 | 123.46 | 33.1573 | 123.46 | 586.6821 | 900 | 586.6821 | 0
7 | 9 | 19 | 16.6 | 14.5 | 87 | 122 | 116 | 93 | 291.8797 | 11.028 | 0 | 22.972 | 0 | 85.0502 | 33.2581 | 85.0502 | 404.1588 | 900 | 404.1588 | 0
7 | 9 | 20 | 16.1 | 14.5 | 90 | 22 | 0 | 22 | 302.9975 | 2.7799 | 0 | 31.2201 | 0 | 20.1194 | 33.3611 | 20.1194 | 95.6075 | 800 | 95.6075 | 0
7 | 9 | 21 | 15.5 | 14.5 | 94 | 0 | 0 | 0 | 314.7541 | -4.7939 | 0 | 0 | 0 | 0 | 33.4699 | 0 | 0 | 700 | 0 | 0
7 | 9 | 22 | 15 | 14.3 | 96 | 0 | 0 | 0 | 327.4082 | -10.7987 | 0 | 0 | 0 | 0 | 33.5871 | 0 | 0 | 600 | 0 | 0
7 | 9 | 23 | 14.8 | 14.3 | 97 | 0 | 0 | 0 | 341.0032 | -14.9446 | 0 | 0 | 0 | 0 | 33.713 | 0 | 0 | 500 | 0 | 0
7 | 9 | 24 | 14.4 | 13.9 | 97 | 0 | 0 | 0 | 355.2967 | -16.9035 | 0 | 0 | 0 | 0 | 33.8453 | 0 | 0 | 400 | 0 | 0
7 | 10 | 1 | 14.3 | 14.1 | 99 | 0 | 0 | 0 | 9.7848 | -16.4871 | 0 | 0 | 0 | 0 | 30.6462 | 0 | 0 | 350 | 0 | 0
7 | 10 | 2 | 14.1 | 13.7 | 97 | 0 | 0 | 0 | 23.8831 | -13.7372 | 0 | 0 | 0 | 0 | 30.7767 | 0 | 0 | 350 | 0 | 0
7 | 10 | 3 | 14.2 | 13.8 | 97 | 0 | 0 | 0 | 37.1658 | -8.9068 | 0 | 0 | 0 | 0 | 30.8997 | 0 | 0 | 350 | 0 | 0
7 | 10 | 4 | 14.4 | 14 | 97 | 0 | 0 | 0 | 49.4949 | -2.3011 | 0 | 0 | 0 | 0 | 31.0138 | 0 | 0 | 350 | 0 | 0
7 | 10 | 5 | 14.6 | 14.2 | 97 | 7 | 0 | 7 | 60.9981 | 5.5033 | 0 | 28.4967 | 0 | 6.4016 | 31.1204 | 6.4016 | 30.4206 | 350 | 30.4206 | 0
7 | 10 | 6 | 14.8 | 14.3 | 97 | 55 | 0 | 55 | 71.9922 | 14.1049 | 0 | 19.8951 | 0 | 50.2985 | 31.2222 | 50.2985 | 239.0186 | 350 | 239.0186 | 0
7 | 10 | 7 | 15.3 | 14 | 92 | 125 | 7 | 123 | 82.9376 | 23.3275 | 82.0624 | 10.6725 | 2.7944 | 112.4858 | 31.3235 | 112.4858 | 534.5326 | 350 | 350 | 184.5326
7 | 10 | 8 | 15.5 | 14.3 | 93 | 229 | 32 | 214 | 94.4652 | 32.7863 | 70.5348 | 1.2137 | 19.3788 | 195.707 | 31.4302 | 215.0858 | 1022.0877 | 350 | 350 | 672.0877
7 | 10 | 9 | 16 | 14.4 | 90 | 438 | 240 | 288 | 107.4915 | 42.0806 | 57.5085 | 8.0806 | 186.8511 | 263.3814 | 31.5508 | 450.2325 | 2139.505 | 350 | 350 | 1789.505
7 | 10 | 10 | 16.9 | 15 | 89 | 555 | 307 | 327 | 123.4139 | 50.6388 | 41.5861 | 16.6388 | 278.2159 | 299.0476 | 31.6983 | 577.2636 | 2743.1564 | 600 | 600 | 2143.1564
7 | 10 | 11 | 18.1 | 14.5 | 79 | 799 | 623 | 281 | 144.1305 | 57.5038 | 20.8695 | 23.5038 | 610.5064 | 256.9798 | 31.8901 | 867.4862 | 4122.2945 | 600 | 600 | 3522.2945
7 | 10 | 12 | 17.9 | 15 | 83 | 527 | 164 | 383 | 170.5984 | 61.1825 | 5.5984 | 27.1825 | 163.1187 | 350.2607 | 32.1352 | 513.3794 | 2439.579 | 600 | 600 | 1839.579
7 | 10 | 13 | 18.3 | 15.4 | 83 | 534 | 117 | 431 | 199.205 | 60.3567 | 34.205 | 26.3567 | 111.0648 | 394.1576 | 32.4 | 505.2224 | 2400.8167 | 600 | 600 | 1800.8167
7 | 10 | 14 | 20.1 | 15.1 | 73 | 842 | 654 | 281 | 223.7561 | 55.3645 | 58.7561 | 21.3645 | 553.9161 | 256.9798 | 32.6274 | 810.8959 | 3853.3774 | 600 | 600 | 3253.3774
7 | 10 | 15 | 20.5 | 14.7 | 69 | 754 | 765 | 151 | 242.5664 | 47.7573 | 77.5664 | 13.7573 | 531.4305 | 138.0923 | 32.8015 | 669.5228 | 3181.5723 | 600 | 600 | 2581.5723
7 | 10 | 16 | 21 | 14.4 | 66 | 616 | 654 | 169 | 257.2721 | 38.8516 | 0 | 4.8516 | 328.8275 | 154.5537 | 32.9377 | 483.3812 | 2297.0275 | 900 | 900 | 1397.0275
7 | 10 | 17 | 21.2 | 13.7 | 62 | 444 | 489 | 174 | 269.6393 | 29.4399 | 0 | 4.5601 | 139.073 | 159.1263 | 33.0522 | 159.1263 | 756.168 | 900 | 756.168 | 0
7 | 10 | 18 | 21.2 | 14 | 63 | 284 | 370 | 135 | 280.8732 | 20.0135 | 0 | 13.9865 | 20.1449 | 123.46 | 33.1562 | 123.46 | 586.6821 | 900 | 586.6821 | 0
7 | 10 | 19 | 19.8 | 14 | 69 | 125 | 133 | 92 | 291.7712 | 10.9494 | 0 | 23.0506 | 0 | 84.1357 | 33.2571 | 84.1357 | 399.813 | 900 | 399.813 | 0
7 | 10 | 20 | 19 | 14.2 | 74 | 23 | 0 | 23 | 302.8971 | 2.6973 | 0 | 31.3027 | 0 | 21.0339 | 33.3602 | 21.0339 | 99.9532 | 800 | 99.9532 | 0
7 | 10 | 21 | 18 | 14 | 77 | 0 | 0 | 0 | 314.663 | -4.8928 | 0 | 0 | 0 | 0 | 33.4691 | 0 | 0 | 700 | 0 | 0
7 | 10 | 22 | 16.7 | 13.9 | 84 | 0 | 0 | 0 | 327.3294 | -10.9077 | 0 | 0 | 0 | 0 | 33.5864 | 0 | 0 | 600 | 0 | 0
7 | 10 | 23 | 15.7 | 13.8 | 88 | 0 | 0 | 0 | 340.9411 | -15.0643 | 0 | 0 | 0 | 0 | 33.7124 | 0 | 0 | 500 | 0 | 0
7 | 10 | 24 | 15.6 | 13.5 | 87 | 0 | 0 | 0 | 355.2558 | -17.0317 | 0 | 0 | 0 | 0 | 33.845 | 0 | 0 | 400 | 0 | 0
7 | 11 | 1 | 15.1 | 13.1 | 88 | 0 | 0 | 0 | 9.7678 | -16.6204 | 0 | 0 | 0 | 0 | 30.646 | 0 | 0 | 350 | 0 | 0
7 | 11 | 2 | 15.5 | 13.2 | 86 | 0 | 0 | 0 | 23.889 | -13.8717 | 0 | 0 | 0 | 0 | 30.7768 | 0 | 0 | 350 | 0 | 0
7 | 11 | 3 | 15.5 | 13.6 | 88 | 0 | 0 | 0 | 37.1915 | -9.0396 | 0 | 0 | 0 | 0 | 30.8999 | 0 | 0 | 350 | 0 | 0
7 | 11 | 4 | 16 | 13.7 | 86 | 0 | 0 | 0 | 49.5362 | -2.4363 | 0 | 0 | 0 | 0 | 31.0142 | 0 | 0 | 350 | 0 | 0
7 | 11 | 5 | 16.2 | 13.3 | 83 | 7 | 0 | 7 | 61.0517 | 5.382 | 0 | 28.618 | 0 | 6.4016 | 31.1208 | 6.4016 | 30.4206 | 350 | 30.4206 | 0
7 | 11 | 6 | 16.9 | 13.5 | 80 | 67 | 46 | 59 | 72.0559 | 13.9849 | 0 | 20.0151 | 7.9341 | 53.9566 | 31.2227 | 53.9566 | 256.4018 | 350 | 256.4018 | 0
7 | 11 | 7 | 18.1 | 15.2 | 83 | 204 | 239 | 125 | 83.0099 | 23.2095 | 81.9901 | 10.7905 | 95.2017 | 114.3148 | 31.3242 | 114.3148 | 543.2242 | 350 | 350 | 193.2242
7 | 11 | 8 | 20.2 | 16.2 | 78 | 375 | 418 | 173 | 94.545 | 32.6684 | 70.455 | 1.3316 | 252.8804 | 158.2118 | 31.431 | 411.0922 | 1953.51 | 350 | 350 | 1603.51
7 | 11 | 9 | 21.5 | 16.6 | 74 | 546 | 616 | 161 | 107.5758 | 41.9599 | 57.4242 | 7.9599 | 479.364 | 147.2375 | 31.5516 | 626.6016 | 2977.6106 | 350 | 350 | 2627.6106
7 | 11 | 10 | 23.1 | 17 | 69 | 693 | 755 | 133 | 123.4928 | 50.5121 | 41.5072 | 16.5121 | 684.1174 | 121.631 | 31.699 | 805.7484 | 3828.9163 | 600 | 600 | 3228.9163
7 | 11 | 11 | 23.8 | 17.4 | 67 | 803 | 794 | 144 | 144.1766 | 57.3695 | 20.8234 | 23.3695 | 778.1349 | 131.6907 | 31.8905 | 909.8256 | 4323.4911 | 600 | 600 | 3723.4911
7 | 11 | 12 | 24.9 | 18 | 66 | 865 | 842 | 124 | 170.5656 | 61.0467 | 5.5656 | 27.0467 | 837.6614 | 113.4003 | 32.1349 | 951.0617 | 4519.4451 | 600 | 600 | 3919.4451
7 | 11 | 13 | 25.2 | 17.6 | 63 | 877 | 842 | 127 | 199.0839 | 60.2335 | 34.0839 | 26.2335 | 799.5474 | 116.1439 | 32.3989 | 915.6912 | 4351.3648 | 600 | 600 | 3751.3648
7 | 11 | 14 | 24.8 | 16.4 | 60 | 810 | 669 | 236 | 223.5975 | 55.2611 | 58.5975 | 21.2611 | 566.8429 | 215.8264 | 32.6259 | 782.6694 | 3719.2448 | 600 | 600 | 3119.2448
7 | 11 | 15 | 23.5 | 15.8 | 62 | 599 | 306 | 358 | 242.4094 | 47.6693 | 77.4094 | 13.6693 | 212.6601 | 327.3977 | 32.8001 | 540.0578 | 2566.3547 | 600 | 600 | 1966.3547
7 | 11 | 16 | 22.2 | 15.2 | 65 | 376 | 85 | 318 | 257.128 | 38.7718 | 0 | 4.7718 | 42.7526 | 290.817 | 32.9364 | 333.5696 | 1585.1227 | 900 | 900 | 685.1227
7 | 11 | 17 | 21.8 | 14.7 | 64 | 278 | 44 | 253 | 269.5082 | 29.3625 | 0 | 4.6375 | 12.5142 | 231.3733 | 33.051 | 231.3733 | 1099.4857 | 900 | 900 | 199.4857
7 | 11 | 18 | 20.4 | 15.2 | 72 | 225 | 144 | 167 | 280.7529 | 19.9341 | 0 | 14.0659 | 7.8112 | 152.7246 | 33.1551 | 152.7246 | 725.7475 | 900 | 725.7475 | 0
7 | 11 | 19 | 19.9 | 15.5 | 76 | 75 | 0 | 75 | 291.66 | 10.8649 | 0 | 23.1351 | 0 | 68.5889 | 33.2561 | 68.5889 | 325.9345 | 900 | 325.9345 | 0
7 | 11 | 20 | 18.9 | 16.1 | 84 | 13 | 0 | 13 | 302.7944 | 2.6092 | 0 | 31.3908 | 0 | 11.8887 | 33.3592 | 11.8887 | 56.4953 | 800 | 56.4953 | 0
7 | 11 | 21 | 18.5 | 16.5 | 88 | 0 | 0 | 0 | 314.5703 | -4.998 | 0 | 0 | 0 | 0 | 33.4682 | 0 | 0 | 700 | 0 | 0
7 | 11 | 22 | 18.1 | 16.4 | 90 | 0 | 0 | 0 | 327.2497 | -11.0232 | 0 | 0 | 0 | 0 | 33.5856 | 0 | 0 | 600 | 0 | 0
7 | 11 | 23 | 17.5 | 16.2 | 92 | 0 | 0 | 0 | 340.8791 | -15.1905 | 0 | 0 | 0 | 0 | 33.7118 | 0 | 0 | 500 | 0 | 0
7 | 11 | 24 | 16.9 | 15.9 | 94 | 0 | 0 | 0 | 355.2163 | -17.1664 | 0 | 0 | 0 | 0 | 33.8446 | 0 | 0 | 400 | 0 | 0
7 | 12 | 1 | 17 | 16.2 | 95 | 0 | 0 | 0 | 9.7532 | -16.7598 | 0 | 0 | 0 | 0 | 30.6459 | 0 | 0 | 350 | 0 | 0
7 | 12 | 2 | 16.8 | 16.5 | 98 | 0 | 0 | 0 | 23.8984 | -14.0118 | 0 | 0 | 0 | 0 | 30.7768 | 0 | 0 | 350 | 0 | 0
7 | 12 | 3 | 16.8 | 16.6 | 99 | 0 | 0 | 0 | 37.2213 | -9.1774 | 0 | 0 | 0 | 0 | 30.9002 | 0 | 0 | 350 | 0 | 0
7 | 12 | 4 | 16.8 | 16.3 | 97 | 0 | 0 | 0 | 49.5822 | -2.5757 | 0 | 0 | 0 | 0 | 31.0146 | 0 | 0 | 350 | 0 | 0
7 | 12 | 5 | 16.6 | 16.1 | 97 | 2 | 0 | 2 | 61.1105 | 5.2568 | 0 | 28.7432 | 0 | 1.829 | 31.1214 | 1.829 | 8.6916 | 350 | 8.6916 | 0
7 | 12 | 6 | 16.5 | 16 | 97 | 20 | 0 | 20 | 72.125 | 13.8613 | 0 | 20.1387 | 0 | 18.2904 | 31.2234 | 18.2904 | 86.9159 | 350 | 86.9159 | 0
7 | 12 | 7 | 16.6 | 16 | 96 | 60 | 0 | 60 | 83.0882 | 23.088 | 81.9118 | 10.912 | 0 | 54.8711 | 31.3249 | 54.8711 | 260.7476 | 350 | 260.7476 | 0
7 | 12 | 8 | 16.9 | 16.4 | 97 | 112 | 0 | 112 | 94.6313 | 32.5469 | 70.3687 | 1.4531 | 0 | 102.4261 | 31.4318 | 102.4261 | 486.7288 | 350 | 350 | 136.7288
7 | 12 | 9 | 15.7 | 15.7 | 100 | 163 | 0 | 163 | 107.6671 | 41.8354 | 57.3329 | 7.8354 | 0 | 149.0666 | 31.5525 | 149.0666 | 708.3643 | 350 | 350 | 358.3643
7 | 12 | 10 | 15.6 | 15.6 | 100 | 208 | 3 | 206 | 123.5791 | 50.3811 | 41.4209 | 16.3811 | 2.718 | 188.3909 | 31.6998 | 191.1089 | 908.1494 | 600 | 600 | 308.1494
7 | 12 | 11 | 15.5 | 15.3 | 99 | 241 | 4 | 238 | 144.2298 | 57.2301 | 20.7702 | 23.2301 | 3.9204 | 217.6555 | 31.891 | 221.5759 | 1052.9285 | 600 | 600 | 452.9285
7 | 12 | 12 | 15.8 | 15.8 | 100 | 260 | 5 | 256 | 170.5381 | 60.9047 | 5.5381 | 26.9047 | 4.9753 | 234.1168 | 32.1346 | 239.0922 | 1136.1659 | 600 | 600 | 536.1659
7 | 12 | 13 | 15.6 | 15.6 | 100 | 264 | 5 | 259 | 198.9643 | 60.1037 | 33.9643 | 26.1037 | 4.7494 | 236.8604 | 32.3978 | 241.6098 | 1148.1297 | 600 | 600 | 548.1297
7 | 12 | 14 | 16.2 | 15.7 | 97 | 252 | 4 | 248 | 223.4372 | 55.1511 | 58.4372 | 21.1511 | 3.3904 | 226.8007 | 32.6244 | 230.1911 | 1093.8681 | 600 | 600 | 493.8681
7 | 12 | 15 | 16.7 | 16.5 | 99 | 225 | 3 | 222 | 242.2493 | 47.575 | 77.2493 | 13.575 | 2.0857 | 203.0232 | 32.7986 | 205.1088 | 974.6772 | 600 | 600 | 374.6772
7 | 12 | 16 | 17.1 | 16.6 | 97 | 185 | 2 | 184 | 256.9805 | 38.6861 | 0 | 4.6861 | 1.0062 | 168.2715 | 32.935 | 169.2777 | 804.4075 | 900 | 804.4075 | 0
7 | 12 | 17 | 17.3 | 16.3 | 94 | 276 | 70 | 237 | 269.3738 | 29.2793 | 0 | 4.7207 | 19.906 | 216.741 | 33.0498 | 216.741 | 1029.953 | 900 | 900 | 129.953
7 | 12 | 18 | 16.7 | 15.8 | 94 | 170 | 21 | 162 | 280.6296 | 19.8489 | 0 | 14.1511 | 1.1336 | 148.152 | 33.154 | 148.152 | 704.0185 | 900 | 704.0185 | 0
7 | 12 | 19 | 16.7 | 16 | 96 | 37 | 0 | 37 | 291.5461 | 10.7744 | 0 | 23.2256 | 0 | 33.8372 | 33.2551 | 33.8372 | 160.7944 | 900 | 160.7944 | 0
7 | 12 | 20 | 16.5 | 16 | 97 | 6 | 0 | 6 | 302.6896 | 2.5154 | 0 | 31.4846 | 0 | 5.4871 | 33.3582 | 5.4871 | 26.0748 | 800 | 26.0748 | 0
7 | 12 | 21 | 15.8 | 15.4 | 97 | 0 | 0 | 0 | 314.4759 | -5.1095 | 0 | 0 | 0 | 0 | 33.4674 | 0 | 0 | 700 | 0 | 0
7 | 12 | 22 | 16 | 15.7 | 98 | 0 | 0 | 0 | 327.1692 | -11.1452 | 0 | 0 | 0 | 0 | 33.5849 | 0 | 0 | 600 | 0 | 0
7 | 12 | 23 | 16 | 15.7 | 98 | 0 | 0 | 0 | 340.8174 | -15.3232 | 0 | 0 | 0 | 0 | 33.7113 | 0 | 0 | 500 | 0 | 0
7 | 12 | 24 | 16.3 | 15.8 | 97 | 0 | 0 | 0 | 355.1782 | -17.3074 | 0 | 0 | 0 | 0 | 33.8442 | 0 | 0 | 400 | 0 | 0
7 | 13 | 1 | 16.2 | 15.7 | 97 | 0 | 0 | 0 | 9.7411 | -16.9053 | 0 | 0 | 0 | 0 | 30.6458 | 0 | 0 | 350 | 0 | 0
7 | 13 | 2 | 16.1 | 15.8 | 98 | 0 | 0 | 0 | 23.9113 | -14.1575 | 0 | 0 | 0 | 0 | 30.777 | 0 | 0 | 350 | 0 | 0
7 | 13 | 3 | 16.3 | 16 | 98 | 0 | 0 | 0 | 37.2554 | -9.3203 | 0 | 0 | 0 | 0 | 30.9005 | 0 | 0 | 350 | 0 | 0
7 | 13 | 4 | 16.1 | 16.1 | 100 | 0 | 0 | 0 | 49.633 | -2.719 | 0 | 0 | 0 | 0 | 31.0151 | 0 | 0 | 350 | 0 | 0
7 | 13 | 5 | 16 | 15.8 | 99 | 2 | 0 | 2 | 61.1743 | 5.1273 | 0 | 28.8727 | 0 | 1.829 | 31.122 | 1.829 | 8.6916 | 350 | 8.6916 | 0
7 | 13 | 6 | 16.1 | 16.1 | 100 | 19 | 0 | 19 | 72.1996 | 13.7341 | 0 | 20.2659 | 0 | 17.3759 | 31.2241 | 17.3759 | 82.5701 | 350 | 82.5701 | 0
7 | 13 | 7 | 16.2 | 16.2 | 100 | 60 | 0 | 60 | 83.1722 | 22.963 | 81.8278 | 11.037 | 0 | 54.8711 | 31.3257 | 54.8711 | 260.7476 | 350 | 260.7476 | 0
7 | 13 | 8 | 17.3 | 17 | 98 | 224 | 74 | 189 | 94.7238 | 32.422 | 70.2762 | 1.578 | 44.6806 | 172.8441 | 31.4326 | 217.5246 | 1033.6769 | 350 | 350 | 683.6769
7 | 13 | 9 | 16.8 | 16.4 | 97 | 328 | 78 | 279 | 107.7652 | 41.7072 | 57.2348 | 7.7072 | 60.6459 | 255.1507 | 31.5534 | 315.7966 | 1500.6657 | 350 | 350 | 1150.6657
7 | 13 | 10 | 18.4 | 16.6 | 89 | 418 | 90 | 351 | 123.6727 | 50.2459 | 41.3273 | 16.2459 | 81.5311 | 320.9961 | 31.7007 | 402.5272 | 1912.8092 | 600 | 600 | 1312.8092
7 | 13 | 11 | 19.2 | 17.1 | 88 | 484 | 77 | 421 | 144.2902 | 57.0857 | 20.7098 | 23.0857 | 75.4743 | 385.0124 | 31.8916 | 460.4868 | 2188.2331 | 600 | 600 | 1588.2331
7 | 13 | 12 | 17.8 | 16.6 | 93 | 259 | 5 | 255 | 170.5157 | 60.7568 | 5.5157 | 26.7568 | 4.9765 | 233.2023 | 32.1344 | 238.1787 | 1131.8254 | 600 | 600 | 531.8254
7 | 13 | 13 | 16.6 | 16.1 | 97 | 263 | 5 | 259 | 198.8464 | 59.9673 | 33.8464 | 25.9673 | 4.7509 | 236.8604 | 32.3967 | 241.6112 | 1148.1366 | 600 | 600 | 548.1366
7 | 13 | 14 | 16.4 | 16 | 97 | 251 | 4 | 247 | 223.2755 | 55.0346 | 58.2755 | 21.0346 | 3.3916 | 225.8861 | 32.6229 | 229.2778 | 1089.5279 | 600 | 600 | 489.5279
7 | 13 | 15 | 16.7 | 16.1 | 96 | 224 | 3 | 222 | 242.0864 | 47.4745 | 77.0864 | 13.4745 | 2.0864 | 203.0232 | 32.7971 | 205.1095 | 974.6804 | 600 | 600 | 374.6804
7 | 13 | 16 | 17.6 | 16.8 | 95 | 373 | 102 | 304 | 256.8297 | 38.5943 | 0 | 4.5943 | 51.3265 | 278.0137 | 32.9336 | 329.3402 | 1565.0246 | 900 | 900 | 665.0246
7 | 13 | 17 | 18.9 | 17.2 | 90 | 275 | 63 | 240 | 269.2362 | 29.1902 | 0 | 4.8098 | 17.9094 | 219.4845 | 33.0485 | 219.4845 | 1042.9904 | 900 | 900 | 142.9904
7 | 13 | 18 | 18.5 | 17 | 91 | 169 | 46 | 150 | 280.5034 | 19.7578 | 0 | 14.2422 | 2.4682 | 137.1778 | 33.1528 | 137.1778 | 651.869 | 900 | 651.869 | 0
7 | 13 | 19 | 18.8 | 17.5 | 92 | 96 | 16 | 92 | 291.4297 | 10.6781 | 0 | 23.3219 | 0 | 84.1357 | 33.254 | 84.1357 | 399.813 | 900 | 399.813 | 0
7 | 13 | 20 | 15.9 | 15.4 | 97 | 13 | 0 | 13 | 302.5827 | 2.4161 | 0 | 31.5839 | 0 | 11.8887 | 33.3572 | 11.8887 | 56.4953 | 800 | 56.4953 | 0
7 | 13 | 21 | 15.4 | 15.2 | 99 | 0 | 0 | 0 | 314.3801 | -5.2273 | 0 | 0 | 0 | 0 | 33.4665 | 0 | 0 | 700 | 0 | 0
7 | 13 | 22 | 15.5 | 15.1 | 97 | 0 | 0 | 0 | 327.088 | -11.2735 | 0 | 0 | 0 | 0 | 33.5841 | 0 | 0 | 600 | 0 | 0
7 | 13 | 23 | 15.8 | 15.1 | 96 | 0 | 0 | 0 | 340.7559 | -15.4623 | 0 | 0 | 0 | 0 | 33.7107 | 0 | 0 | 500 | 0 | 0
7 | 13 | 24 | 15.8 | 15.1 | 96 | 0 | 0 | 0 | 355.1415 | -17.4548 | 0 | 0 | 0 | 0 | 33.8439 | 0 | 0 | 400 | 0 | 0
7 | 14 | 1 | 16.5 | 15.1 | 91 | 0 | 0 | 0 | 9.7316 | -17.0567 | 0 | 0 | 0 | 0 | 30.6457 | 0 | 0 | 350 | 0 | 0
7 | 14 | 2 | 16.5 | 16.3 | 99 | 0 | 0 | 0 | 23.9278 | -14.3087 | 0 | 0 | 0 | 0 | 30.7771 | 0 | 0 | 350 | 0 | 0
7 | 14 | 3 | 16.4 | 16.2 | 99 | 0 | 0 | 0 | 37.2937 | -9.468 | 0 | 0 | 0 | 0 | 30.9009 | 0 | 0 | 350 | 0 | 0
7 | 14 | 4 | 16.3 | 16.1 | 99 | 0 | 0 | 0 | 49.6885 | -2.8663 | 0 | 0 | 0 | 0 | 31.0156 | 0 | 0 | 350 | 0 | 0
7 | 14 | 5 | 16.3 | 16.1 | 99 | 4 | 0 | 4 | 61.2433 | 4.9946 | 0 | 29.0054 | 0 | 3.6581 | 31.1226 | 3.6581 | 17.3832 | 350 | 17.3832 | 0
7 | 14 | 6 | 16.1 | 15.9 | 99 | 60 | 65 | 49 | 72.2796 | 13.6033 | 0 | 20.3967 | 10.9976 | 44.8114 | 31.2248 | 44.8114 | 212.9439 | 350 | 212.9439 | 0
7 | 14 | 7 | 16.5 | 16.5 | 100 | 119 | 10 | 116 | 83.2621 | 22.8347 | 81.7379 | 11.1653 | 3.9579 | 106.0842 | 31.3265 | 106.0842 | 504.112 | 350 | 350 | 154.112
7 | 14 | 8 | 17.7 | 16.9 | 95 | 334 | 292 | 194 | 94.8226 | 32.2936 | 70.1774 | 1.7064 | 176.1391 | 177.4166 | 31.4335 | 353.5558 | 1680.0971 | 350 | 350 | 1330.0971
7 | 14 | 9 | 17 | 16.3 | 96 | 327 | 77 | 279 | 107.8701 | 41.5755 | 57.1299 | 7.5755 | 59.8439 | 255.1507 | 31.5544 | 314.9946 | 1496.8543 | 350 | 350 | 1146.8543
7 | 14 | 10 | 17.9 | 16.4 | 91 | 417 | 90 | 351 | 123.7736 | 50.1066 | 41.2264 | 16.1066 | 81.523 | 320.9961 | 31.7016 | 402.5191 | 1912.7705 | 600 | 600 | 1312.7705
7 | 14 | 11 | 19.2 | 16.6 | 85 | 790 | 614 | 283 | 144.3577 | 56.9363 | 20.6423 | 22.9363 | 601.892 | 258.8088 | 31.8922 | 860.7008 | 4090.0504 | 600 | 600 | 3490.0504
7 | 14 | 12 | 19.7 | 16.9 | 84 | 861 | 839 | 125 | 170.4987 | 60.603 | 5.4987 | 26.603 | 835.2343 | 114.3148 | 32.1342 | 949.5491 | 4512.2575 | 600 | 600 | 3912.2575
7 | 14 | 13 | 20.2 | 16 | 77 | 876 | 796 | 170 | 198.7302 | 59.8244 | 33.7302 | 25.8244 | 756.5635 | 155.4682 | 32.3957 | 912.0317 | 4333.9747 | 600 | 600 | 3733.9747
7 | 14 | 14 | 21.1 | 16.5 | 75 | 836 | 784 | 165 | 223.1125 | 54.9115 | 58.1125 | 20.9115 | 664.9718 | 150.8956 | 32.6214 | 815.8674 | 3877.0019 | 600 | 600 | 3277.0019
7 | 14 | 15 | 22.2 | 14.8 | 63 | 748 | 761 | 151 | 241.9207 | 47.3677 | 76.9207 | 13.3677 | 529.3846 | 138.0923 | 32.7956 | 667.4769 | 3171.8502 | 600 | 600 | 2571.8502
7 | 14 | 16 | 21.9 | 15.6 | 67 | 615 | 664 | 163 | 256.6759 | 38.4966 | 0 | 4.4966 | 334.1579 | 149.0666 | 32.9322 | 483.2245 | 2296.2826 | 900 | 900 | 1396.2826
7 | 14 | 17 | 20.5 | 14.2 | 67 | 449 | 534 | 157 | 269.0956 | 29.0951 | 0 | 4.9049 | 151.724 | 143.5794 | 33.0472 | 143.5794 | 682.2895 | 900 | 682.2895 | 0
7 | 14 | 18 | 19.3 | 14.3 | 73 | 278 | 362 | 134 | 280.3744 | 19.6608 | 0 | 14.3392 | 19.2832 | 122.5455 | 33.1516 | 122.5455 | 582.3363 | 900 | 582.3363 | 0
7 | 14 | 19 | 18.5 | 14.7 | 79 | 120 | 123 | 90 | 291.3108 | 10.5758 | 0 | 23.4242 | 0 | 82.3067 | 33.2529 | 82.3067 | 391.1214 | 900 | 391.1214 | 0
7 | 14 | 20 | 17.7 | 15.2 | 85 | 12 | 0 | 12 | 302.4738 | 2.3114 | 0 | 31.6886 | 0 | 10.9742 | 33.3562 | 10.9742 | 52.1495 | 800 | 52.1495 | 0
7 | 14 | 21 | 17 | 15.1 | 89 | 0 | 0 | 0 | 314.2828 | -5.3514 | 0 | 0 | 0 | 0 | 33.4656 | 0 | 0 | 700 | 0 | 0
7 | 14 | 22 | 16.9 | 15 | 89 | 0 | 0 | 0 | 327.0061 | -11.4083 | 0 | 0 | 0 | 0 | 33.5834 | 0 | 0 | 600 | 0 | 0
7 | 14 | 23 | 17 | 15.1 | 89 | 0 | 0 | 0 | 340.6948 | -15.6078 | 0 | 0 | 0 | 0 | 33.7101 | 0 | 0 | 500 | 0 | 0
7 | 14 | 24 | 15.3 | 14.9 | 97 | 0 | 0 | 0 | 355.1063 | -17.6083 | 0 | 0 | 0 | 0 | 33.8436 | 0 | 0 | 400 | 0 | 0
7 | 15 | 1 | 15.2 | 14.8 | 97 | 0 | 0 | 0 | 9.7248 | -17.214 | 0 | 0 | 0 | 0 | 30.6456 | 0 | 0 | 350 | 0 | 0
7 | 15 | 2 | 15.3 | 14.9 | 97 | 0 | 0 | 0 | 23.9479 | -14.4652 | 0 | 0 | 0 | 0 | 30.7773 | 0 | 0 | 350 | 0 | 0
7 | 15 | 3 | 14.6 | 14.4 | 99 | 0 | 0 | 0 | 37.3364 | -9.6206 | 0 | 0 | 0 | 0 | 30.9013 | 0 | 0 | 350 | 0 | 0
7 | 15 | 4 | 14.9 | 14.7 | 99 | 0 | 0 | 0 | 49.7489 | -3.0175 | 0 | 0 | 0 | 0 | 31.0162 | 0 | 0 | 350 | 0 | 0
7 | 15 | 5 | 15 | 14.8 | 99 | 4 | 0 | 4 | 61.3174 | 4.8585 | 0 | 29.1415 | 0 | 3.6581 | 31.1233 | 3.6581 | 17.3832 | 350 | 17.3832 | 0
7 | 15 | 6 | 15.1 | 15.1 | 100 | 37 | 0 | 37 | 72.3652 | 13.4691 | 0 | 20.5309 | 0 | 33.8372 | 31.2256 | 33.8372 | 160.7944 | 350 | 160.7944 | 0
7 | 15 | 7 | 15.4 | 15.4 | 100 | 118 | 7 | 116 | 83.3578 | 22.703 | 81.6422 | 11.297 | 2.7647 | 106.0842 | 31.3274 | 106.0842 | 504.112 | 350 | 350 | 154.112
7 | 15 | 8 | 15.6 | 15.4 | 99 | 292 | 177 | 208 | 94.9276 | 32.162 | 70.0724 | 1.838 | 106.6697 | 190.2199 | 31.4345 | 296.8896 | 1410.8194 | 350 | 350 | 1060.8194
7 | 15 | 9 | 16.1 | 15.4 | 96 | 326 | 83 | 275 | 107.9818 | 41.4401 | 57.0182 | 7.4401 | 64.4817 | 251.4927 | 31.5554 | 315.9743 | 1501.51 | 350 | 350 | 1151.51
7 | 15 | 10 | 16.7 | 16 | 96 | 416 | 90 | 350 | 123.8817 | 49.9631 | 41.1183 | 15.9631 | 81.5158 | 320.0816 | 31.7026 | 401.5974 | 1908.3908 | 600 | 600 | 1308.3908
7 | 15 | 11 | 16.2 | 15.7 | 97 | 239 | 4 | 236 | 144.4321 | 56.782 | 20.5679 | 22.782 | 3.9215 | 215.8264 | 31.8929 | 219.748 | 1044.2423 | 600 | 600 | 444.2423
7 | 15 | 12 | 15.7 | 15.3 | 97 | 259 | 5 | 255 | 170.487 | 60.4432 | 5.487 | 26.4432 | 4.9787 | 233.2023 | 32.1341 | 238.1809 | 1131.8358 | 600 | 600 | 531.8358
7 | 15 | 13 | 15.5 | 15.3 | 99 | 263 | 5 | 258 | 198.616 | 59.675 | 33.616 | 25.675 | 4.7536 | 235.9458 | 32.3946 | 240.6995 | 1143.8039 | 600 | 600 | 543.8039
7 | 15 | 14 | 15.3 | 14.2 | 93 | 251 | 4 | 247 | 222.9484 | 54.782 | 57.9484 | 20.782 | 3.3937 | 225.8861 | 32.6199 | 229.2799 | 1089.5379 | 600 | 600 | 489.5379
7 | 15 | 15 | 15.2 | 13.2 | 88 | 453 | 158 | 330 | 241.7526 | 47.2546 | 76.7526 | 13.2546 | 109.9368 | 301.7912 | 32.794 | 411.728 | 1956.5314 | 600 | 600 | 1356.5314
7 | 15 | 16 | 15.9 | 13.6 | 86 | 594 | 518 | 242 | 256.5191 | 38.3927 | 0 | 4.3927 | 260.6855 | 221.3135 | 32.9307 | 481.999 | 2290.4593 | 900 | 900 | 1390.4593
7 | 15 | 17 | 15.8 | 13.9 | 88 | 436 | 475 | 176 | 268.9522 | 28.9942 | 0 | 5.0058 | 134.8632 | 160.9553 | 33.0459 | 160.9553 | 764.8596 | 900 | 764.8596 | 0
7 | 15 | 18 | 15.7 | 12.4 | 81 | 277 | 360 | 134 | 280.2427 | 19.5579 | 0 | 14.4421 | 19.014 | 122.5455 | 33.1504 | 122.5455 | 582.3363 | 900 | 582.3363 | 0
7 | 15 | 19 | 14.9 | 11.8 | 82 | 119 | 122 | 90 | 291.1896 | 10.4676 | 0 | 23.5324 | 0 | 82.3067 | 33.2518 | 82.3067 | 391.1214 | 900 | 391.1214 | 0
7 | 15 | 20 | 13.9 | 11.9 | 88 | 20 | 0 | 20 | 302.3629 | 2.2012 | 0 | 31.7988 | 0 | 18.2904 | 33.3552 | 18.2904 | 86.9159 | 800 | 86.9159 | 0
7 | 15 | 21 | 13.4 | 11.4 | 88 | 0 | 0 | 0 | 314.1841 | -5.4818 | 0 | 0 | 0 | 0 | 33.4647 | 0 | 0 | 700 | 0 | 0
7 | 15 | 22 | 13.4 | 11.2 | 87 | 0 | 0 | 0 | 326.9237 | -11.5494 | 0 | 0 | 0 | 0 | 33.5826 | 0 | 0 | 600 | 0 | 0
7 | 15 | 23 | 13.2 | 11.1 | 87 | 0 | 0 | 0 | 340.6341 | -15.7597 | 0 | 0 | 0 | 0 | 33.7096 | 0 | 0 | 500 | 0 | 0
7 | 15 | 24 | 13.1 | 11.2 | 88 | 0 | 0 | 0 | 355.0726 | -17.7681 | 0 | 0 | 0 | 0 | 33.8433 | 0 | 0 | 400 | 0 | 0
7 | 16 | 1 | 13.3 | 11 | 86 | 0 | 0 | 0 | 9.7207 | -17.3772 | 0 | 0 | 0 | 0 | 30.6456 | 0 | 0 | 350 | 0 | 0
7 | 16 | 2 | 13.1 | 11.1 | 88 | 0 | 0 | 0 | 23.9716 | -14.6271 | 0 | 0 | 0 | 0 | 30.7775 | 0 | 0 | 350 | 0 | 0
7 | 16 | 3 | 12.7 | 11.2 | 91 | 0 | 0 | 0 | 37.3835 | -9.7779 | 0 | 0 | 0 | 0 | 30.9017 | 0 | 0 | 350 | 0 | 0
7 | 16 | 4 | 12.7 | 11.2 | 91 | 0 | 0 | 0 | 49.8141 | -3.1726 | 0 | 0 | 0 | 0 | 31.0168 | 0 | 0 | 350 | 0 | 0
7 | 16 | 5 | 12.6 | 11.1 | 91 | 5 | 0 | 5 | 61.3967 | 4.7188 | 0 | 29.2812 | 0 | 4.5726 | 31.124 | 4.5726 | 21.729 | 350 | 21.729 | 0
7 | 16 | 6 | 13.9 | 11.9 | 88 | 54 | 19 | 51 | 72.4561 | 13.3315 | 0 | 20.6685 | 3.1732 | 46.6405 | 31.2264 | 46.6405 | 221.6355 | 350 | 221.6355 | 0
7 | 16 | 7 | 14.4 | 12 | 85 | 175 | 159 | 125 | 83.4594 | 22.5682 | 81.5406 | 11.4318 | 62.667 | 114.3148 | 31.3283 | 114.3148 | 543.2242 | 350 | 350 | 193.2242
7 | 16 | 8 | 14.7 | 12.1 | 84 | 352 | 366 | 179 | 95.0389 | 32.0271 | 69.9611 | 1.9729 | 220.37 | 163.6989 | 31.4355 | 384.0689 | 1825.0953 | 350 | 350 | 1475.0953
7 | 16 | 9 | 15.4 | 12.5 | 83 | 532 | 569 | 182 | 108.1002 | 41.3013 | 56.8998 | 7.3013 | 441.8826 | 166.4424 | 31.5565 | 608.325 | 2890.7605 | 350 | 350 | 2540.7605
7 | 16 | 10 | 16.1 | 12.6 | 80 | 680 | 684 | 178 | 123.9969 | 49.8156 | 41.0031 | 15.8156 | 619.473 | 162.7843 | 31.7037 | 782.2573 | 3717.2867 | 600 | 600 | 3117.2867
7 | 16 | 11 | 16.5 | 12.9 | 79 | 797 | 760 | 171 | 144.5136 | 56.6228 | 20.4864 | 22.6228 | 745.1681 | 156.3827 | 31.8936 | 901.5508 | 4284.1695 | 600 | 600 | 3684.1695
7 | 16 | 12 | 17.1 | 13.4 | 79 | 863 | 801 | 163 | 170.4807 | 60.2777 | 5.4807 | 26.2777 | 797.7534 | 149.0666 | 32.1341 | 946.82 | 4499.2886 | 600 | 600 | 3899.2886
7 | 16 | 13 | 16.9 | 13.2 | 79 | 867 | 776 | 181 | 198.504 | 59.5192 | 33.504 | 25.5192 | 737.9643 | 165.5279 | 32.3936 | 903.4922 | 4293.3947 | 600 | 600 | 3693.3947
7 | 16 | 14 | 16.8 | 13.1 | 79 | 835 | 790 | 161 | 222.7836 | 54.646 | 57.7836 | 20.646 | 670.4373 | 147.2375 | 32.6184 | 817.6748 | 3885.5906 | 600 | 600 | 3285.5906
7 | 16 | 15 | 17 | 13.8 | 81 | 745 | 757 | 153 | 241.5821 | 47.1353 | 76.5821 | 13.1353 | 526.8164 | 139.9214 | 32.7924 | 666.7378 | 3168.3378 | 600 | 600 | 2568.3378
7 | 16 | 16 | 16.8 | 13.4 | 80 | 613 | 667 | 161 | 256.3595 | 38.2829 | 0 | 4.2829 | 335.6421 | 147.2375 | 32.9293 | 482.8796 | 2294.644 | 900 | 900 | 1394.644
7 | 16 | 17 | 16.4 | 13.2 | 81 | 450 | 549 | 151 | 268.8059 | 28.8874 | 0 | 5.1126 | 155.7302 | 138.0923 | 33.0445 | 138.0923 | 656.2148 | 900 | 656.2148 | 0
7 | 16 | 18 | 16.1 | 12.8 | 81 | 275 | 359 | 133 | 280.1084 | 19.4491 | 0 | 14.5509 | 18.7759 | 121.631 | 33.1492 | 121.631 | 577.9905 | 900 | 577.9905 | 0
7 | 16 | 19 | 15.6 | 12.1 | 80 | 117 | 120 | 89 | 291.066 | 10.3535 | 0 | 23.6465 | 0 | 81.3922 | 33.2506 | 81.3922 | 386.7756 | 900 | 386.7756 | 0
7 | 16 | 20 | 14.5 | 11.8 | 84 | 19 | 0 | 19 | 302.2502 | 2.0858 | 0 | 31.9142 | 0 | 17.3759 | 33.3542 | 17.3759 | 82.5701 | 800 | 82.5701 | 0
7 | 16 | 21 | 13.6 | 11.7 | 88 | 0 | 0 | 0 | 314.0842 | -5.6183 | 0 | 0 | 0 | 0 | 33.4637 | 0 | 0 | 700 | 0 | 0
7 | 16 | 22 | 13.2 | 11.7 | 91 | 0 | 0 | 0 | 326.8407 | -11.6968 | 0 | 0 | 0 | 0 | 33.5819 | 0 | 0 | 600 | 0 | 0
7 | 16 | 23 | 12.2 | 11.4 | 95 | 0 | 0 | 0 | 340.5739 | -15.9179 | 0 | 0 | 0 | 0 | 33.709 | 0 | 0 | 500 | 0 | 0
7 | 16 | 24 | 11.9 | 11.3 | 96 | 0 | 0 | 0 | 355.0406 | -17.934 | 0 | 0 | 0 | 0 | 33.843 | 0 | 0 | 400 | 0 | 0
7 | 17 | 1 | 11.9 | 11.2 | 95 | 0 | 0 | 0 | 9.7193 | -17.5461 | 0 | 0 | 0 | 0 | 30.6455 | 0 | 0 | 350 | 0 | 0
7 | 17 | 2 | 11.5 | 11.1 | 97 | 0 | 0 | 0 | 23.9991 | -14.7943 | 0 | 0 | 0 | 0 | 30.7778 | 0 | 0 | 350 | 0 | 0
7 | 17 | 3 | 12 | 11.8 | 99 | 0 | 0 | 0 | 37.4349 | -9.9399 | 0 | 0 | 0 | 0 | 30.9022 | 0 | 0 | 350 | 0 | 0
7 | 17 | 4 | 11.7 | 11.5 | 99 | 0 | 0 | 0 | 49.8841 | -3.3316 | 0 | 0 | 0 | 0 | 31.0174 | 0 | 0 | 350 | 0 | 0
7 | 17 | 5 | 11.5 | 11.5 | 100 | 5 | 0 | 5 | 61.4812 | 4.5759 | 0 | 29.4241 | 0 | 4.5726 | 31.1248 | 4.5726 | 21.729 | 350 | 21.729 | 0
7 | 17 | 6 | 13.3 | 12.9 | 97 | 58 | 29 | 53 | 72.5525 | 13.1905 | 0 | 20.8095 | 4.8119 | 48.4695 | 31.2273 | 48.4695 | 230.327 | 350 | 230.327 | 0
7 | 17 | 7 | 14.7 | 13.6 | 93 | 189 | 215 | 121 | 83.5666 | 22.4301 | 81.4334 | 11.5699 | 84.5637 | 110.6568 | 31.3293 | 110.6568 | 525.841 | 350 | 350 | 175.841
7 | 17 | 8 | 15.8 | 12.9 | 83 | 362 | 405 | 171 | 95.1564 | 31.889 | 69.8436 | 2.111 | 243.6347 | 156.3827 | 31.4366 | 400.0174 | 1900.8826 | 350 | 350 | 1550.8826
7 | 17 | 9 | 16.3 | 13.1 | 81 | 535 | 613 | 158 | 108.2253 | 41.159 | 56.7747 | 7.159 | 475.8816 | 144.494 | 31.5576 | 620.3755 | 2948.0246 | 350 | 350 | 2598.0246
7 | 17 | 10 | 15.8 | 12.9 | 83 | 621 | 485 | 266 | 124.1191 | 49.6642 | 40.8809 | 15.6642 | 439.2176 | 243.262 | 31.7048 | 682.4796 | 3243.1432 | 600 | 600 | 2643.1432
7 | 17 | 11 | 16.2 | 12.6 | 79 | 723 | 518 | 297 | 144.6019 | 56.4588 | 20.3981 | 22.4588 | 507.9473 | 271.6121 | 31.8945 | 779.5594 | 3704.4663 | 600 | 600 | 3104.4663
7 | 17 | 12 | 16.6 | 13.4 | 81 | 781 | 449 | 389 | 170.4798 | 60.1064 | 5.4798 | 26.1064 | 447.2755 | 355.7478 | 32.1341 | 803.0233 | 3815.9667 | 600 | 600 | 3215.9667
7 | 17 | 13 | 17.4 | 13.2 | 76 | 865 | 717 | 232 | 198.3944 | 59.3569 | 33.3944 | 25.3569 | 682.0311 | 212.1684 | 32.3925 | 894.1995 | 4249.2359 | 600 | 600 | 3649.2359
7 | 17 | 14 | 17.5 | 12.9 | 74 | 826 | 766 | 174 | 222.6181 | 54.5034 | 57.6181 | 20.5034 | 650.224 | 159.1263 | 32.6168 | 809.3502 | 3846.0324 | 600 | 600 | 3246.0324
7 | 17 | 15 | 18 | 12.7 | 71 | 746 | 764 | 149 | 241.4095 | 47.0098 | 76.4095 | 13.0098 | 531.755 | 136.2633 | 32.7908 | 668.0183 | 3174.4228 | 600 | 600 | 2574.4228
7 | 17 | 16 | 18 | 12.7 | 71 | 613 | 671 | 159 | 256.1973 | 38.167 | 0 | 4.167 | 337.5949 | 145.4085 | 32.9278 | 483.0034 | 2295.232 | 900 | 900 | 1395.232
7 | 17 | 17 | 17.3 | 10.8 | 66 | 451 | 521 | 167 | 268.657 | 28.7746 | 0 | 5.2254 | 147.6219 | 152.7246 | 33.0431 | 152.7246 | 725.7475 | 900 | 725.7475 | 0
7 | 17 | 18 | 16.5 | 9.7 | 64 | 274 | 326 | 146 | 279.9717 | 19.3345 | 0 | 14.6655 | 16.8605 | 133.5197 | 33.1479 | 133.5197 | 634.4858 | 900 | 634.4858 | 0
7 | 17 | 19 | 15.9 | 9.8 | 67 | 116 | 98 | 93 | 290.9403 | 10.2335 | 0 | 23.7665 | 0 | 85.0502 | 33.2494 | 85.0502 | 404.1588 | 900 | 404.1588 | 0
7 | 17 | 20 | 15.1 | 10.3 | 73 | 19 | 0 | 19 | 302.1356 | 1.9652 | 0 | 32.0348 | 0 | 17.3759 | 33.3531 | 17.3759 | 82.5701 | 800 | 82.5701 | 0
7 | 17 | 21 | 14.5 | 10.3 | 76 | 0 | 0 | 0 | 313.983 | -5.761 | 0 | 0 | 0 | 0 | 33.4628 | 0 | 0 | 700 | 0 | 0
7 | 17 | 22 | 14.4 | 10 | 75 | 0 | 0 | 0 | 326.7572 | -11.8505 | 0 | 0 | 0 | 0 | 33.5811 | 0 | 0 | 600 | 0 | 0
7 | 17 | 23 | 13.9 | 10.6 | 80 | 0 | 0 | 0 | 340.5142 | -16.0823 | 0 | 0 | 0 | 0 | 33.7085 | 0 | 0 | 500 | 0 | 0
7 | 17 | 24 | 13.5 | 9.6 | 77 | 0 | 0 | 0 | 355.0103 | -18.106 | 0 | 0 | 0 | 0 | 33.8427 | 0 | 0 | 400 | 0 | 0
7 | 18 | 1 | 13.6 | 10.5 | 82 | 0 | 0 | 0 | 9.7208 | -17.7207 | 0 | 0 | 0 | 0 | 30.6456 | 0 | 0 | 350 | 0 | 0
7 | 18 | 2 | 13.1 | 11 | 87 | 0 | 0 | 0 | 24.0303 | -14.9666 | 0 | 0 | 0 | 0 | 30.7781 | 0 | 0 | 350 | 0 | 0
7 | 18 | 3 | 13.1 | 10.6 | 85 | 0 | 0 | 0 | 37.4907 | -10.1066 | 0 | 0 | 0 | 0 | 30.9027 | 0 | 0 | 350 | 0 | 0
7 | 18 | 4 | 12.8 | 11.3 | 91 | 0 | 0 | 0 | 49.959 | -3.4943 | 0 | 0 | 0 | 0 | 31.0181 | 0 | 0 | 350 | 0 | 0
7 | 18 | 5 | 13.4 | 12.1 | 92 | 5 | 0 | 5 | 61.5708 | 4.4296 | 0 | 29.5704 | 0 | 4.5726 | 31.1257 | 4.5726 | 21.729 | 350 | 21.729 | 0
7 | 18 | 6 | 14.6 | 12.9 | 90 | 56 | 26 | 52 | 72.6544 | 13.0464 | 0 | 20.9536 | 4.2861 | 47.555 | 31.2283 | 47.555 | 225.9813 | 350 | 225.9813 | 0
7 | 18 | 7 | 16.4 | 13.8 | 85 | 188 | 220 | 119 | 83.6796 | 22.289 | 81.3204 | 11.711 | 86.354 | 108.8277 | 31.3304 | 108.8277 | 517.1494 | 350 | 350 | 167.1494
7 | 18 | 8 | 17.9 | 12.9 | 73 | 360 | 405 | 170 | 95.2799 | 31.7478 | 69.7201 | 2.2522 | 243.4227 | 155.4682 | 31.4378 | 398.8909 | 1895.5295 | 350 | 350 | 1545.5295
7 | 18 | 9 | 19 | 12 | 64 | 533 | 615 | 157 | 108.3569 | 41.0133 | 56.6431 | 7.0133 | 477.2704 | 143.5794 | 31.5589 | 620.8498 | 2950.2784 | 350 | 350 | 2600.2784
7 | 18 | 10 | 20.2 | 11.8 | 58 | 684 | 709 | 165 | 124.2484 | 49.5088 | 40.7516 | 15.5088 | 642.0378 | 150.8956 | 31.706 | 792.9334 | 3768.0196 | 600 | 600 | 3168.0196
7 | 18 | 11 | 20.5 | 11.5 | 56 | 796 | 769 | 166 | 144.6971 | 56.2901 | 20.3029 | 22.2901 | 754.1627 | 151.8101 | 31.8953 | 905.9729 | 4305.183 | 600 | 600 | 3705.183
7 | 18 | 12 | 21.2 | 13.8 | 63 | 859 | 799 | 163 | 170.4842 | 59.9294 | 5.4842 | 25.9294 | 796.097 | 149.0666 | 32.1341 | 945.1636 | 4491.4173 | 600 | 600 | 3891.4173
7 | 18 | 13 | 21.3 | 13.9 | 63 | 872 | 802 | 165 | 198.2871 | 59.1884 | 33.2871 | 25.1884 | 763.0693 | 150.8956 | 32.3915 | 913.9649 | 4343.1612 | 600 | 600 | 3743.1612
7 | 18 | 14 | 21.1 | 12.5 | 58 | 834 | 797 | 157 | 222.4522 | 54.3545 | 57.4522 | 20.3545 | 676.6784 | 143.5794 | 32.6153 | 820.2579 | 3897.8654 | 600 | 600 | 3297.8654
7 | 18 | 15 | 21.3 | 13.6 | 61 | 743 | 761 | 150 | 241.2349 | 46.878 | 76.2349 | 12.878 | 529.7053 | 137.1778 | 32.7892 | 666.8831 | 3169.0284 | 600 | 600 | 2569.0284
7 | 18 | 16 | 21 | 12 | 56 | 612 | 673 | 158 | 256.0327 | 38.0451 | 0 | 4.0451 | 338.5084 | 144.494 | 32.9262 | 483.0023 | 2295.2272 | 900 | 900 | 1395.2272
7 | 18 | 17 | 20.5 | 11.5 | 56 | 448 | 553 | 148 | 268.5055 | 28.656 | 0 | 5.344 | 156.481 | 135.3488 | 33.0417 | 135.3488 | 643.1774 | 900 | 643.1774 | 0
7 | 18 | 18 | 19.7 | 12.1 | 62 | 272 | 318 | 147 | 279.8325 | 19.214 | 0 | 14.786 | 16.2411 | 134.4343 | 33.1466 | 134.4343 | 638.8316 | 900 | 638.8316 | 0
7 | 18 | 19 | 18.4 | 11.5 | 64 | 114 | 115 | 87 | 290.8125 | 10.1077 | 0 | 23.8923 | 0 | 79.5631 | 33.2483 | 79.5631 | 378.084 | 900 | 378.084 | 0
7 | 18 | 20 | 17 | 11.5 | 70 | 18 | 0 | 18 | 302.0194 | 1.8395 | 0 | 32.1605 | 0 | 16.4613 | 33.352 | 16.4613 | 78.2243 | 800 | 78.2243 | 0
7 | 18 | 21 | 16 | 12.2 | 78 | 0 | 0 | 0 | 313.8806 | -5.9099 | 0 | 0 | 0 | 0 | 33.4619 | 0 | 0 | 700 | 0 | 0
7 | 18 | 22 | 15.7 | 10 | 69 | 0 | 0 | 0 | 326.6734 | -12.0105 | 0 | 0 | 0 | 0 | 33.5803 | 0 | 0 | 600 | 0 | 0
7 | 18 | 23 | 15.3 | 9.3 | 67 | 0 | 0 | 0 | 340.4551 | -16.253 | 0 | 0 | 0 | 0 | 33.7079 | 0 | 0 | 500 | 0 | 0
7 | 18 | 24 | 15.4 | 9 | 66 | 0 | 0 | 0 | 354.9817 | -18.284 | 0 | 0 | 0 | 0 | 33.8424 | 0 | 0 | 400 | 0 | 0
7 | 19 | 1 | 15.6 | 10.1 | 70 | 0 | 0 | 0 | 9.7251 | -17.901 | 0 | 0 | 0 | 0 | 30.6456 | 0 | 0 | 350 | 0 | 0
7 | 19 | 2 | 15.5 | 9.3 | 67 | 0 | 0 | 0 | 24.0653 | -15.144 | 0 | 0 | 0 | 0 | 30.7784 | 0 | 0 | 350 | 0 | 0
7 | 19 | 3 | 15.5 | 12 | 80 | 0 | 0 | 0 | 37.551 | -10.2777 | 0 | 0 | 0 | 0 | 30.9032 | 0 | 0 | 350 | 0 | 0
7 | 19 | 4 | 15.1 | 12.2 | 83 | 0 | 0 | 0 | 50.0387 | -3.6606 | 0 | 0 | 0 | 0 | 31.0189 | 0 | 0 | 350 | 0 | 0
7 | 19 | 5 | 14.8 | 12.4 | 86 | 5 | 0 | 5 | 61.6655 | 4.2802 | 0 | 29.7198 | 0 | 4.5726 | 31.1265 | 4.5726 | 21.729 | 350 | 21.729 | 0
7 | 19 | 6 | 15.5 | 12.9 | 84 | 55 | 23 | 51 | 72.7616 | 12.899 | 0 | 21.101 | 3.7669 | 46.6405 | 31.2293 | 46.6405 | 221.6355 | 350 | 221.6355 | 0
7 | 19 | 7 | 16.2 | 13.3 | 83 | 186 | 263 | 104 | 83.7984 | 22.1448 | 81.2016 | 11.8552 | 103.0244 | 95.11 | 31.3315 | 95.11 | 451.9625 | 350 | 350 | 101.9625
7 | 19 | 8 | 17.6 | 13.6 | 77 | 357 | 402 | 169 | 95.4096 | 31.6035 | 69.5904 | 2.3965 | 241.4146 | 154.5537 | 31.439 | 395.9683 | 1881.6412 | 350 | 350 | 1531.6412
7 | 19 | 9 | 18.6 | 13.3 | 71 | 511 | 543 | 180 | 108.4951 | 40.8643 | 56.5049 | 6.8643 | 421.2571 | 164.6134 | 31.5601 | 585.8705 | 2784.0566 | 350 | 350 | 2434.0566
7 | 19 | 10 | 19.8 | 12.9 | 64 | 656 | 624 | 201 | 124.3844 | 49.3496 | 40.6156 | 15.3496 | 565.0406 | 183.8183 | 31.7073 | 748.8589 | 3558.5775 | 600 | 600 | 2958.5775
7 | 19 | 11 | 21 | 13.8 | 63 | 764 | 664 | 220 | 144.7989 | 56.1167 | 20.2011 | 22.1167 | 651.2651 | 201.1941 | 31.8963 | 852.4593 | 4050.8864 | 600 | 600 | 3450.8864
7 | 19 | 12 | 20.8 | 11.9 | 57 | 851 | 758 | 192 | 170.4939 | 59.7468 | 5.4939 | 25.7468 | 755.3988 | 175.5876 | 32.1342 | 930.9864 | 4424.0476 | 600 | 600 | 3824.0476
7 | 19 | 13 | 21.7 | 12 | 54 | 842 | 688 | 236 | 198.1825 | 59.0136 | 33.1825 | 25.0136 | 654.7496 | 215.8264 | 32.3906 | 870.5761 | 4136.9775 | 600 | 600 | 3536.9775
7 | 19 | 14 | 21.4 | 12.2 | 56 | 831 | 773 | 175 | 222.2862 | 54.1992 | 57.2862 | 20.1992 | 656.4163 | 160.0408 | 32.6138 | 816.4571 | 3879.8039 | 600 | 600 | 3279.8039
7 | 19 | 15 | 21.3 | 12.5 | 57 | 743 | 764 | 148 | 241.0586 | 46.7399 | 76.0586 | 12.7399 | 531.8024 | 135.3488 | 32.7876 | 667.1512 | 3170.3026 | 600 | 600 | 2570.3026
7 | 19 | 16 | 21 | 12.4 | 58 | 610 | 671 | 158 | 255.8656 | 37.9172 | 0 | 3.9172 | 337.3769 | 144.494 | 32.9247 | 481.8708 | 2289.8501 | 900 | 900 | 1389.8501
7 | 19 | 17 | 20.5 | 12.8 | 61 | 446 | 547 | 150 | 268.3516 | 28.5315 | 0 | 5.4685 | 154.5455 | 137.1778 | 33.0403 | 137.1778 | 651.869 | 900 | 651.869 | 0
7 | 19 | 18 | 19.8 | 13 | 65 | 270 | 315 | 147 | 279.6911 | 19.0876 | 0 | 14.9124 | 15.8635 | 134.4343 | 33.1453 | 134.4343 | 638.8316 | 900 | 638.8316 | 0
7 | 19 | 19 | 19.1 | 12.6 | 66 | 113 | 112 | 87 | 290.6826 | 9.976 | 0 | 24.024 | 0 | 79.5631 | 33.2471 | 79.5631 | 378.084 | 900 | 378.084 | 0
7 | 19 | 20 | 18.1 | 12.7 | 70 | 18 | 0 | 18 | 301.9015 | 1.7088 | 0 | 32.2912 | 0 | 16.4613 | 33.3509 | 16.4613 | 78.2243 | 800 | 78.2243 | 0
7 | 19 | 21 | 17.2 | 12.7 | 75 | 0 | 0 | 0 | 313.7772 | -6.0649 | 0 | 0 | 0 | 0 | 33.4609 | 0 | 0 | 700 | 0 | 0
7 | 19 | 22 | 16.7 | 13.7 | 82 | 0 | 0 | 0 | 326.5892 | -12.1766 | 0 | 0 | 0 | 0 | 33.5795 | 0 | 0 | 600 | 0 | 0
7 | 19 | 23 | 16.3 | 14.3 | 88 | 0 | 0 | 0 | 340.3967 | -16.4298 | 0 | 0 | 0 | 0 | 33.7074 | 0 | 0 | 500 | 0 | 0
7 | 19 | 24 | 15.9 | 14.8 | 93 | 0 | 0 | 0 | 354.9549 | -18.468 | 0 | 0 | 0 | 0 | 33.8422 | 0 | 0 | 400 | 0 | 0
7 | 20 | 1 | 15.7 | 14.8 | 94 | 0 | 0 | 0 | 9.7323 | -18.0868 | 0 | 0 | 0 | 0 | 30.6457 | 0 | 0 | 350 | 0 | 0
7 | 20 | 2 | 15.5 | 14.8 | 96 | 0 | 0 | 0 | 24.1041 | -15.3265 | 0 | 0 | 0 | 0 | 30.7787 | 0 | 0 | 350 | 0 | 0
7 | 20 | 3 | 15.5 | 14.8 | 96 | 0 | 0 | 0 | 37.6157 | -10.4532 | 0 | 0 | 0 | 0 | 30.9038 | 0 | 0 | 350 | 0 | 0
7 | 20 | 4 | 15.7 | 14.7 | 94 | 0 | 0 | 0 | 50.1233 | -3.8307 | 0 | 0 | 0 | 0 | 31.0197 | 0 | 0 | 350 | 0 | 0
7 | 20 | 5 | 15.8 | 14.6 | 93 | 1 | 0 | 1 | 61.7654 | 4.1276 | 0 | 29.8724 | 0 | 0.91452 | 31.1275 | 0.91452 | 4.3458 | 350 | 4.3458 | 0
7 | 20 | 6 | 15.8 | 14.7 | 93 | 42 | 0 | 42 | 72.8743 | 12.7486 | 0 | 21.2514 | 0 | 38.4098 | 31.2303 | 38.4098 | 182.5233 | 350 | 182.5233 | 0
7 | 20 | 7 | 16.2 | 14.5 | 90 | 111 | 5 | 109 | 83.9228 | 21.9976 | 81.0772 | 12.0024 | 1.9547 | 99.6825 | 31.3326 | 99.6825 | 473.6915 | 350 | 350 | 123.6915
7 | 20 | 8 | 16.8 | 14.5 | 86 | 321 | 252 | 204 | 95.5453 | 31.4562 | 69.4547 | 2.5438 | 151.2095 | 186.5618 | 31.4402 | 337.7713 | 1605.0893 | 350 | 350 | 1255.0893
7 | 20 | 9 | 17 | 14.4 | 85 | 478 | 399 | 236 | 108.6397 | 40.712 | 56.3603 | 6.712 | 309.4463 | 215.8264 | 31.5615 | 525.2728 | 2496.0962 | 350 | 350 | 2146.0962
7 | 20 | 10 | 18 | 14.9 | 82 | 652 | 606 | 212 | 124.5273 | 49.1866 | 40.4727 | 15.1866 | 548.7222 | 193.878 | 31.7086 | 742.6002 | 3528.836 | 600 | 600 | 2928.836
7 | 20 | 11 | 18.9 | 15.4 | 80 | 780 | 725 | 188 | 144.9074 | 55.9387 | 20.0926 | 21.9387 | 711.1801 | 171.9295 | 31.8973 | 883.1096 | 4196.5369 | 600 | 600 | 3596.5369
7 | 20 | 12 | 18.7 | 15.1 | 80 | 823 | 689 | 225 | 170.5091 | 59.5587 | 5.5091 | 25.5587 | 686.7698 | 205.7667 | 32.1343 | 892.5365 | 4241.3335 | 600 | 600 | 3641.3335
7 | 20 | 13 | 19.6 | 15.6 | 78 | 865 | 770 | 189 | 198.0806 | 58.8326 | 33.0806 | 24.8326 | 732.9374 | 172.8441 | 32.3896 | 905.7814 | 4304.2733 | 600 | 600 | 3704.2733
7 | 20 | 14 | 19.7 | 15.5 | 77 | 827 | 783 | 163 | 222.1201 | 54.0375 | 57.1201 | 20.0375 | 665.0019 | 149.0666 | 32.6122 | 814.0684 | 3868.4532 | 600 | 600 | 3268.4532
7 | 20 | 15 | 20.8 | 15.8 | 73 | 737 | 751 | 154 | 240.8807 | 46.5957 | 75.8807 | 12.5957 | 522.7324 | 140.8359 | 32.7859 | 663.5683 | 3153.2768 | 600 | 600 | 2553.2768
7 | 20 | 16 | 20.1 | 15.7 | 76 | 605 | 660 | 162 | 255.6964 | 37.7832 | 0 | 3.7832 | 331.6894 | 148.152 | 32.9231 | 479.8414 | 2280.2065 | 900 | 900 | 1380.2065
7 | 20 | 17 | 20.2 | 15.5 | 74 | 441 | 532 | 154 | 268.1954 | 28.401 | 0 | 5.599 | 150.0448 | 140.8359 | 33.0388 | 140.8359 | 669.2522 | 900 | 669.2522 | 0
7 | 20 | 18 | 18.8 | 14.4 | 76 | 264 | 300 | 148 | 279.5475 | 18.9555 | 0 | 15.0445 | 14.8745 | 135.3488 | 33.144 | 135.3488 | 643.1774 | 900 | 643.1774 | 0
7 | 20 | 19 | 18.3 | 13.7 | 75 | 110 | 104 | 86 | 290.5508 | 9.8385 | 0 | 24.1615 | 0 | 78.6486 | 33.2458 | 78.6486 | 373.7382 | 900 | 373.7382 | 0
7 | 20 | 20 | 17.6 | 14.1 | 80 | 14 | 0 | 14 | 301.7821 | 1.5734 | 0 | 32.4266 | 0 | 12.8033 | 33.3498 | 12.8033 | 60.8411 | 800 | 60.8411 | 0
7 | 20 | 21 | 16.8 | 13.8 | 82 | 0 | 0 | 0 | 313.6728 | -6.2259 | 0 | 0 | 0 | 0 | 33.4599 | 0 | 0 | 700 | 0 | 0
7 | 20 | 22 | 16.3 | 13.8 | 85 | 0 | 0 | 0 | 326.5048 | -12.3489 | 0 | 0 | 0 | 0 | 33.5787 | 0 | 0 | 600 | 0 | 0
7 | 20 | 23 | 16.3 | 13.5 | 83 | 0 | 0 | 0 | 340.3389 | -16.6128 | 0 | 0 | 0 | 0 | 33.7068 | 0 | 0 | 500 | 0 | 0
7 | 20 | 24 | 16.2 | 13.6 | 85 | 0 | 0 | 0 | 354.9299 | -18.6578 | 0 | 0 | 0 | 0 | 33.8419 | 0 | 0 | 400 | 0 | 0
7 | 21 | 1 | 15.7 | 14.3 | 91 | 0 | 0 | 0 | 9.7425 | -18.2782 | 0 | 0 | 0 | 0 | 30.6458 | 0 | 0 | 350 | 0 | 0
7 | 21 | 2 | 15.8 | 14.6 | 93 | 0 | 0 | 0 | 24.1468 | -15.5139 | 0 | 0 | 0 | 0 | 30.7791 | 0 | 0 | 350 | 0 | 0
7 | 21 | 3 | 15.7 | 15.2 | 97 | 0 | 0 | 0 | 37.685 | -10.6331 | 0 | 0 | 0 | 0 | 30.9045 | 0 | 0 | 350 | 0 | 0
7 | 21 | 4 | 15.7 | 15.3 | 97 | 0 | 0 | 0 | 50.2128 | -4.0043 | 0 | 0 | 0 | 0 | 31.0205 | 0 | 0 | 350 | 0 | 0
7 | 21 | 5 | 15.7 | 15.5 | 99 | 1 | 0 | 1 | 61.8705 | 3.9721 | 0 | 30.0279 | 0 | 0.91452 | 31.1284 | 0.91452 | 4.3458 | 350 | 4.3458 | 0
7 | 21 | 6 | 15.6 | 15.6 | 100 | 15 | 0 | 15 | 72.9923 | 12.5951 | 0 | 21.4049 | 0 | 13.7178 | 31.2314 | 13.7178 | 65.1869 | 350 | 65.1869 | 0
7 | 21 | 7 | 15.6 | 15.6 | 100 | 54 | 0 | 54 | 84.0528 | 21.8476 | 80.9472 | 12.1524 | 0 | 49.384 | 31.3338 | 49.384 | 234.6728 | 350 | 234.6728 | 0
7 | 21 | 8 | 16.1 | 16 | 99 | 105 | 0 | 105 | 95.687 | 31.306 | 69.313 | 2.694 | 0 | 96.0245 | 31.4415 | 96.0245 | 456.3083 | 350 | 350 | 106.3083
7 | 21 | 9 | 16.7 | 16.3 | 97 | 157 | 0 | 157 | 108.7906 | 40.5565 | 56.2094 | 6.5565 | 0 | 143.5794 | 31.5629 | 143.5794 | 682.2895 | 350 | 350 | 332.2895
7 | 21 | 10 | 17.1 | 16.4 | 96 | 202 | 3 | 200 | 124.6768 | 49.0198 | 40.3232 | 15.0198 | 2.7164 | 182.9038 | 31.71 | 185.6201 | 882.0669 | 600 | 600 | 282.0669
7 | 21 | 11 | 18.1 | 17.1 | 94 | 235 | 5 | 231 | 145.0224 | 55.7561 | 19.9776 | 21.7561 | 4.9053 | 211.2538 | 31.8984 | 216.1591 | 1027.1881 | 600 | 600 | 427.1881
7 | 21 | 12 | 18.8 | 16.8 | 88 | 515 | 140 | 393 | 170.5295 | 59.3651 | 5.5295 | 25.3651 | 139.573 | 359.4059 | 32.1345 | 498.9789 | 2371.1476 | 600 | 600 | 1771.1476
7 | 21 | 13 | 19.3 | 16.6 | 84 | 523 | 115 | 422 | 197.9815 | 58.6454 | 32.9815 | 24.6454 | 109.4851 | 385.9269 | 32.3887 | 495.412 | 2354.1977 | 600 | 600 | 1754.1977
7 | 21 | 14 | 19.3 | 16.5 | 84 | 499 | 113 | 403 | 221.9542 | 53.8694 | 56.9542 | 19.8694 | 95.9811 | 368.5511 | 32.6107 | 464.5321 | 2207.4568 | 600 | 600 | 1607.4568
7 | 21 | 15 | 19.6 | 17 | 85 | 727 | 660 | 215 | 240.7013 | 46.4453 | 75.7013 | 12.4453 | 459.3466 | 196.6215 | 32.7843 | 655.9681 | 3117.1606 | 600 | 600 | 2517.1606
7 | 21 | 16 | 19.5 | 16.7 | 84 | 601 | 652 | 164 | 255.5252 | 37.6433 | 0 | 3.6433 | 327.4807 | 149.9811 | 32.9215 | 477.4618 | 2268.8985 | 900 | 900 | 1368.8985
7 | 21 | 17 | 18.5 | 15.8 | 84 | 439 | 529 | 155 | 268.037 | 28.2647 | 0 | 5.7353 | 148.9056 | 141.7504 | 33.0374 | 141.7504 | 673.598 | 900 | 673.598 | 0
7 | 21 | 18 | 18 | 15.4 | 85 | 262 | 296 | 147 | 279.4018 | 18.8175 | 0 | 15.1825 | 14.426 | 134.4343 | 33.1426 | 134.4343 | 638.8316 | 900 | 638.8316 | 0
7 | 21 | 19 | 17.6 | 15.2 | 86 | 87 | 25 | 81 | 290.4172 | 9.6952 | 0 | 24.3048 | 0 | 74.076 | 33.2446 | 74.076 | 352.0093 | 900 | 352.0093 | 0
7 | 21 | 20 | 17.1 | 14.3 | 84 | 13 | 0 | 13 | 301.6612 | 1.4333 | 0 | 32.5667 | 0 | 11.8887 | 33.3487 | 11.8887 | 56.4953 | 800 | 56.4953 | 0
7 | 21 | 21 | 16.7 | 14.1 | 85 | 0 | 0 | 0 | 313.5673 | -6.393 | 0 | 0 | 0 | 0 | 33.459 | 0 | 0 | 700 | 0 | 0
7 | 21 | 22 | 16.5 | 14.2 | 86 | 0 | 0 | 0 | 326.4201 | -12.5273 | 0 | 0 | 0 | 0 | 33.578 | 0 | 0 | 600 | 0 | 0
7 | 21 | 23 | 16 | 14.2 | 89 | 0 | 0 | 0 | 340.2819 | -16.8018 | 0 | 0 | 0 | 0 | 33.7063 | 0 | 0 | 500 | 0 | 0
7 | 21 | 24 | 15.8 | 14.1 | 90 | 0 | 0 | 0 | 354.9068 | -18.8536 | 0 | 0 | 0 | 0 | 33.8417 | 0 | 0 | 400 | 0 | 0
7 | 22 | 1 | 15.7 | 14.2 | 91 | 0 | 0 | 0 | 9.7557 | -18.475 | 0 | 0 | 0 | 0 | 30.6459 | 0 | 0 | 350 | 0 | 0
7 | 22 | 2 | 15.8 | 14.1 | 90 | 0 | 0 | 0 | 24.1934 | -15.7062 | 0 | 0 | 0 | 0 | 30.7796 | 0 | 0 | 350 | 0 | 0
7 | 22 | 3 | 15.2 | 14.2 | 94 | 0 | 0 | 0 | 37.7588 | -10.8173 | 0 | 0 | 0 | 0 | 30.9052 | 0 | 0 | 350 | 0 | 0
7 | 22 | 4 | 15.2 | 13.8 | 91 | 0 | 0 | 0 | 50.3072 | -4.1814 | 0 | 0 | 0 | 0 | 31.0214 | 0 | 0 | 350 | 0 | 0
7 | 22 | 5 | 15.1 | 13.8 | 92 | 1 | 0 | 1 | 61.9807 | 3.8137 | 0 | 30.1863 | 0 | 0.91452 | 31.1295 | 0.91452 | 4.3458 | 350 | 4.3458 | 0
7 | 22 | 6 | 15.1 | 13.8 | 92 | 15 | 0 | 15 | 73.1156 | 12.4387 | 0 | 21.5613 | 0 | 13.7178 | 31.2326 | 13.7178 | 65.1869 | 350 | 65.1869 | 0
7 | 22 | 7 | 14.8 | 13.4 | 91 | 54 | 0 | 54 | 84.1884 | 21.6946 | 80.8116 | 12.3054 | 0 | 49.384 | 31.3351 | 49.384 | 234.6728 | 350 | 234.6728 | 0
7 | 22 | 8 | 15.2 | 13.4 | 89 | 105 | 0 | 105 | 95.8345 | 31.1528 | 69.1655 | 2.8472 | 0 | 96.0245 | 31.4429 | 96.0245 | 456.3083 | 350 | 350 | 106.3083
7 | 22 | 9 | 15 | 12.9 | 87 | 157 | 0 | 157 | 108.9479 | 40.3979 | 56.0521 | 6.3979 | 0 | 143.5794 | 31.5643 | 143.5794 | 682.2895 | 350 | 350 | 332.2895
7 | 22 | 10 | 16 | 13.3 | 84 | 408 | 89 | 344 | 124.8329 | 48.8493 | 40.1671 | 14.8493 | 80.5843 | 314.5945 | 31.7114 | 395.1788 | 1877.8897 | 600 | 600 | 1277.8897
7 | 22 | 11 | 15.9 | 13.4 | 85 | 236 | 4 | 233 | 145.1437 | 55.5691 | 19.8563 | 21.5691 | 3.9247 | 213.0829 | 31.8995 | 217.0076 | 1031.22 | 600 | 600 | 431.22
7 | 22 | 12 | 16.3 | 13.7 | 85 | 255 | 5 | 251 | 170.5552 | 59.1661 | 5.5552 | 25.1661 | 4.9856 | 229.5442 | 32.1348 | 234.5299 | 1114.4859 | 600 | 600 | 514.4859
7 | 22 | 13 | 16.7 | 13.9 | 84 | 259 | 5 | 255 | 197.8854 | 58.4521 | 32.8854 | 24.4521 | 4.761 | 233.2023 | 32.3878 | 237.9633 | 1130.8016 | 600 | 600 | 530.8016
7 | 22 | 14 | 16.4 | 13.6 | 83 | 248 | 4 | 244 | 221.7887 | 53.6951 | 56.7887 | 19.6951 | 3.3978 | 223.1426 | 32.6092 | 226.5404 | 1076.5199 | 600 | 600 | 476.5199
7 | 22 | 15 | 16.7 | 13.7 | 82 | 221 | 3 | 218 | 240.5208 | 46.2887 | 75.5208 | 12.2887 | 2.0876 | 199.3651 | 32.7826 | 201.4527 | 957.3032 | 600 | 600 | 357.3032
7 | 22 | 16 | 17.2 | 13.7 | 80 | 365 | 83 | 309 | 255.352 | 37.4974 | 0 | 3.4974 | 41.6602 | 282.5863 | 32.9199 | 324.2465 | 1540.8194 | 900 | 900 | 640.8194
7 | 22 | 17 | 16.7 | 13.4 | 81 | 266 | 42 | 243 | 267.8765 | 28.1226 | 0 | 5.8774 | 11.7966 | 222.2281 | 33.0359 | 222.2281 | 1056.0278 | 900 | 900 | 156.0278
7 | 22 | 18 | 16.1 | 12.7 | 80 | 79 | 0 | 79 | 279.2541 | 18.6737 | 0 | 15.3263 | 0 | 72.247 | 33.1412 | 72.247 | 343.3177 | 900 | 343.3177 | 0
7 | 22 | 19 | 15.7 | 12.6 | 82 | 50 | 0 | 50 | 290.2818 | 9.5462 | 0 | 24.4538 | 0 | 45.7259 | 33.2433 | 45.7259 | 217.2897 | 900 | 217.2897 | 0
7 | 22 | 20 | 15.4 | 12.3 | 82 | 10 | 0 | 10 | 301.5388 | 1.2888 | 0 | 32.7112 | 0 | 9.1452 | 33.3476 | 9.1452 | 43.4579 | 800 | 43.4579 | 0
7 | 22 | 21 | 15.1 | 11.7 | 80 | 0 | 0 | 0 | 313.461 | -6.566 | 0 | 0 | 0 | 0 | 33.458 | 0 | 0 | 700 | 0 | 0
7 | 22 | 22 | 15.2 | 12.3 | 83 | 0 | 0 | 0 | 326.3352 | -12.7118 | 0 | 0 | 0 | 0 | 33.5772 | 0 | 0 | 600 | 0 | 0
7 | 22 | 23 | 15.1 | 12.4 | 84 | 0 | 0 | 0 | 340.2257 | -16.9968 | 0 | 0 | 0 | 0 | 33.7058 | 0 | 0 | 500 | 0 | 0
7 | 22 | 24 | 14.8 | 12.4 | 86 | 0 | 0 | 0 | 354.8857 | -19.055 | 0 | 0 | 0 | 0 | 33.8415 | 0 | 0 | 400 | 0 | 0
7 | 23 | 1 | 14.5 | 12.5 | 88 | 0 | 0 | 0 | 9.7719 | -18.6771 | 0 | 0 | 0 | 0 | 30.646 | 0 | 0 | 350 | 0 | 0
7 | 23 | 2 | 14.2 | 12.5 | 90 | 0 | 0 | 0 | 24.2439 | -15.9033 | 0 | 0 | 0 | 0 | 30.78 | 0 | 0 | 350 | 0 | 0
7 | 23 | 3 | 14.1 | 12.8 | 92 | 0 | 0 | 0 | 37.837 | -11.0057 | 0 | 0 | 0 | 0 | 30.9059 | 0 | 0 | 350 | 0 | 0
7 | 23 | 4 | 14.3 | 12.9 | 91 | 0 | 0 | 0 | 50.4064 | -4.362 | 0 | 0 | 0 | 0 | 31.0223 | 0 | 0 | 350 | 0 | 0
7 | 23 | 5 | 14.3 | 13.1 | 92 | 3 | 0 | 3 | 62.0959 | 3.6526 | 0 | 30.3474 | 0 | 2.7436 | 31.1305 | 2.7436 | 13.0374 | 350 | 13.0374 | 0
7 | 23 | 6 | 14.5 | 13.3 | 93 | 48 | 18 | 45 | 73.2443 | 12.2794 | 0 | 21.7206 | 2.8724 | 41.1533 | 31.2337 | 41.1533 | 195.5607 | 350 | 195.5607 | 0
7 | 23 | 7 | 15.1 | 13.3 | 89 | 107 | 6 | 105 | 84.3296 | 21.539 | 80.6704 | 12.461 | 2.3321 | 96.0245 | 31.3364 | 96.0245 | 456.3083 | 350 | 350 | 106.3083
7 | 23 | 8 | 15.6 | 13.3 | 86 | 210 | 28 | 197 | 95.988 | 30.9969 | 69.012 | 3.0031 | 16.7617 | 180.1602 | 31.4443 | 180.1602 | 856.1213 | 350 | 350 | 506.1213
7 | 23 | 9 | 16.2 | 13 | 81 | 472 | 367 | 251 | 109.1114 | 40.2361 | 55.8886 | 6.2361 | 284.3899 | 229.5442 | 31.5658 | 513.9341 | 2442.2147 | 350 | 350 | 2092.2147
7 | 23 | 10 | 17.5 | 13 | 75 | 609 | 505 | 244 | 124.9955 | 48.6751 | 40.0045 | 14.6751 | 457.2433 | 223.1426 | 31.7129 | 680.3859 | 3233.1937 | 600 | 600 | 2633.1937
7 | 23 | 11 | 18.1 | 13.2 | 73 | 711 | 516 | 292 | 145.2714 | 55.3776 | 19.7286 | 21.3776 | 506.3466 | 267.0395 | 31.9007 | 773.3861 | 3675.1306 | 600 | 600 | 3075.1306
7 | 23 | 12 | 19 | 13.2 | 69 | 771 | 450 | 383 | 170.5861 | 58.9617 | 5.5861 | 24.9617 | 448.7828 | 350.2607 | 32.1351 | 799.0435 | 3797.0545 | 600 | 600 | 3197.0545
7 | 23 | 13 | 18.5 | 13.2 | 71 | 688 | 323 | 406 | 197.7923 | 58.2528 | 32.7923 | 24.2528 | 307.6053 | 371.2946 | 32.387 | 678.8999 | 3226.1323 | 600 | 600 | 2626.1323
7 | 23 | 14 | 18 | 13.6 | 75 | 656 | 280 | 420 | 221.6237 | 53.5145 | 56.6237 | 19.5145 | 237.8534 | 384.0979 | 32.6076 | 621.9513 | 2955.5125 | 600 | 600 | 2355.5125
7 | 23 | 15 | 18.2 | 13.2 | 73 | 445 | 156 | 324 | 240.3392 | 46.1259 | 75.3392 | 12.1259 | 108.5315 | 296.3041 | 32.7809 | 404.8356 | 1923.7789 | 600 | 600 | 1323.7789
7 | 23 | 16 | 18 | 13.3 | 74 | 479 | 266 | 301 | 255.1771 | 37.3455 | 0 | 3.3455 | 133.4087 | 275.2702 | 32.9183 | 408.6788 | 1942.0419 | 900 | 900 | 1042.0419
7 | 23 | 17 | 17.5 | 13.4 | 77 | 348 | 126 | 280 | 267.7141 | 27.9746 | 0 | 6.0254 | 35.3045 | 256.0653 | 33.0344 | 256.0653 | 1216.8221 | 900 | 900 | 316.8221
7 | 23 | 18 | 16.3 | 12.9 | 80 | 158 | 26 | 148 | 279.1045 | 18.5241 | 0 | 15.4759 | 1.218 | 135.3488 | 33.1399 | 135.3488 | 643.1774 | 900 | 643.1774 | 0
7 | 23 | 19 | 15.6 | 12.9 | 84 | 64 | 0 | 64 | 290.1447 | 9.3915 | 0 | 24.6085 | 0 | 58.5292 | 33.2421 | 58.5292 | 278.1308 | 900 | 278.1308 | 0
7 | 23 | 20 | 15.4 | 12.9 | 85 | 10 | 0 | 10 | 301.4151 | 1.1401 | 0 | 32.8599 | 0 | 9.1452 | 33.3464 | 9.1452 | 43.4579 | 800 | 43.4579 | 0
7 | 23 | 21 | 15.2 | 12.7 | 85 | 0 | 0 | 0 | 313.3538 | -6.7449 | 0 | 0 | 0 | 0 | 33.457 | 0 | 0 | 700 | 0 | 0
7 | 23 | 22 | 15.1 | 12.7 | 86 | 0 | 0 | 0 | 326.2503 | -12.9022 | 0 | 0 | 0 | 0 | 33.5764 | 0 | 0 | 600 | 0 | 0
7 | 23 | 23 | 14.8 | 13.2 | 90 | 0 | 0 | 0 | 340.1703 | -17.1977 | 0 | 0 | 0 | 0 | 33.7053 | 0 | 0 | 500 | 0 | 0
7 | 23 | 24 | 15.1 | 13.7 | 91 | 0 | 0 | 0 | 354.8665 | -19.2622 | 0 | 0 | 0 | 0 | 33.8414 | 0 | 0 | 400 | 0 | 0
7 | 24 | 1 | 15.2 | 13.8 | 91 | 0 | 0 | 0 | 9.7913 | -18.8845 | 0 | 0 | 0 | 0 | 30.6462 | 0 | 0 | 350 | 0 | 0
7 | 24 | 2 | 15 | 14 | 94 | 0 | 0 | 0 | 24.2984 | -16.1051 | 0 | 0 | 0 | 0 | 30.7805 | 0 | 0 | 350 | 0 | 0
7 | 24 | 3 | 15 | 14 | 94 | 0 | 0 | 0 | 37.9199 | -11.1982 | 0 | 0 | 0 | 0 | 30.9067 | 0 | 0 | 350 | 0 | 0
7 | 24 | 4 | 15 | 14.1 | 94 | 0 | 0 | 0 | 50.5106 | -4.5459 | 0 | 0 | 0 | 0 | 31.0232 | 0 | 0 | 350 | 0 | 0
7 | 24 | 5 | 14.9 | 14 | 94 | 1 | 0 | 1 | 62.2163 | 3.4888 | 0 | 30.5112 | 0 | 0.91452 | 31.1316 | 0.91452 | 4.3458 | 350 | 4.3458 | 0
7 | 24 | 6 | 14.8 | 13.5 | 92 | 14 | 0 | 14 | 73.3782 | 12.1173 | 0 | 21.8827 | 0 | 12.8033 | 31.235 | 12.8033 | 60.8411 | 350 | 60.8411 | 0
7 | 24 | 7 | 15.1 | 13.8 | 92 | 52 | 0 | 52 | 84.4763 | 21.3806 | 80.5237 | 12.6194 | 0 | 47.555 | 31.3377 | 47.555 | 225.9813 | 350 | 225.9813 | 0
7 | 24 | 8 | 15.6 | 13.1 | 85 | 103 | 0 | 103 | 96.1472 | 30.8381 | 68.8528 | 3.1619 | 0 | 94.1954 | 31.4458 | 94.1954 | 447.6167 | 350 | 350 | 97.6167
7 | 24 | 9 | 15.8 | 12.9 | 83 | 155 | 0 | 155 | 109.281 | 40.0712 | 55.719 | 6.0712 | 0 | 141.7504 | 31.5674 | 141.7504 | 673.598 | 350 | 350 | 323.598
7 | 24 | 10 | 16.8 | 13.1 | 79 | 201 | 3 | 199 | 125.1644 | 48.4974 | 39.8356 | 14.4974 | 2.7163 | 181.9892 | 31.7145 | 184.7055 | 877.7206 | 600 | 600 | 277.7206
7 | 24 | 11 | 17.3 | 12.2 | 72 | 235 | 4 | 232 | 145.4052 | 55.1817 | 19.5948 | 21.1817 | 3.9256 | 212.1684 | 31.9019 | 216.094 | 1026.8786 | 600 | 600 | 426.8786
7 | 24 | 12 | 18.4 | 13.5 | 73 | 513 | 163 | 373 | 170.6222 | 58.7521 | 5.6222 | 24.7521 | 162.5845 | 341.1155 | 32.1354 | 503.7 | 2393.5826 | 600 | 600 | 1793.5826
7 | 24 | 13 | 18.4 | 13.5 | 73 | 522 | 117 | 420 | 197.7023 | 58.0476 | 32.7023 | 24.0476 | 111.437 | 384.0979 | 32.3861 | 495.5349 | 2354.7818 | 600 | 600 | 1754.7818
7 | 24 | 14 | 18.3 | 12.1 | 67 | 499 | 116 | 401 | 221.4593 | 53.3278 | 56.4593 | 19.3278 | 98.5386 | 366.722 | 32.6061 | 465.2606 | 2210.9183 | 600 | 600 | 1610.9183
7 | 24 | 15 | 18.9 | 11.7 | 63 | 726 | 607 | 258 | 240.1566 | 45.9571 | 75.1566 | 11.9571 | 422.1789 | 235.9458 | 32.7792 | 658.1247 | 3127.4088 | 600 | 600 | 2527.4088
7 | 24 | 16 | 18.5 | 12.4 | 68 | 599 | 664 | 158 | 255.0006 | 37.1877 | 0 | 3.1877 | 332.7229 | 144.494 | 32.9167 | 477.2169 | 2267.7347 | 900 | 900 | 1367.7347
7 | 24 | 17 | 17.8 | 11.4 | 66 | 434 | 532 | 151 | 267.5499 | 27.8208 | 0 | 6.1792 | 148.6709 | 138.0923 | 33.0329 | 138.0923 | 656.2148 | 900 | 656.2148 | 0
7 | 24 | 18 | 17.2 | 10.9 | 66 | 259 | 306 | 143 | 278.9531 | 18.3688 | 0 | 15.6312 | 14.0141 | 130.7762 | 33.1385 | 130.7762 | 621.4484 | 900 | 621.4484 | 0
7 | 24 | 19 | 16.3 | 11.5 | 73 | 103 | 98 | 82 | 290.006 | 9.231 | 0 | 24.769 | 0 | 74.9905 | 33.2408 | 74.9905 | 356.355 | 900 | 356.355 | 0
7 | 24 | 20 | 15.2 | 11.5 | 79 | 15 | 0 | 15 | 301.2901 | 0.98738 | 0 | 33.0126 | 0 | 13.7178 | 33.3453 | 13.7178 | 65.1869 | 800 | 65.1869 | 0
7 | 24 | 21 | 13.8 | 11.3 | 85 | 0 | 0 | 0 | 313.2459 | -6.9298 | 0 | 0 | 0 | 0 | 33.456 | 0 | 0 | 700 | 0 | 0
7 | 24 | 22 | 13.2 | 11.3 | 88 | 0 | 0 | 0 | 326.1652 | -13.0986 | 0 | 0 | 0 | 0 | 33.5756 | 0 | 0 | 600 | 0 | 0
7 | 24 | 23 | 12.7 | 10.8 | 88 | 0 | 0 | 0 | 340.1159 | -17.4045 | 0 | 0 | 0 | 0 | 33.7048 | 0 | 0 | 500 | 0 | 0
7 | 24 | 24 | 12.5 | 10.9 | 90 | 0 | 0 | 0 | 354.8494 | -19.475 | 0 | 0 | 0 | 0 | 33.8412 | 0 | 0 | 400 | 0 | 0
7 | 25 | 1 | 12 | 10.4 | 90 | 0 | 0 | 0 | 9.8137 | -19.0971 | 0 | 0 | 0 | 0 | 30.6464 | 0 | 0 | 350 | 0 | 0
7 | 25 | 2 | 12.6 | 11.6 | 94 | 0 | 0 | 0 | 24.357 | -16.3115 | 0 | 0 | 0 | 0 | 30.7811 | 0 | 0 | 350 | 0 | 0
7 | 25 | 3 | 12.7 | 12.4 | 98 | 0 | 0 | 0 | 38.0073 | -11.3947 | 0 | 0 | 0 | 0 | 30.9075 | 0 | 0 | 350 | 0 | 0
7 | 25 | 4 | 12.3 | 11.9 | 97 | 0 | 0 | 0 | 50.6196 | -4.7332 | 0 | 0 | 0 | 0 | 31.0243 | 0 | 0 | 350 | 0 | 0
7 | 25 | 5 | 13.2 | 13 | 99 | 2 | 0 | 2 | 62.3418 | 3.3224 | 0 | 30.6776 | 0 | 1.829 | 31.1328 | 1.829 | 8.6916 | 350 | 8.6916 | 0
7 | 25 | 6 | 14.6 | 14.4 | 99 | 13 | 0 | 13 | 73.5174 | 11.9524 | 0 | 22.0476 | 0 | 11.8887 | 31.2363 | 11.8887 | 56.4953 | 350 | 56.4953 | 0
7 | 25 | 7 | 14.5 | 14.5 | 100 | 51 | 0 | 51 | 84.6284 | 21.2195 | 80.3716 | 12.7805 | 0 | 46.6405 | 31.3392 | 46.6405 | 221.6355 | 350 | 221.6355 | 0
7 | 25 | 8 | 14.9 | 14.9 | 100 | 102 | 0 | 102 | 96.3121 | 30.6766 | 68.6879 | 3.3234 | 0 | 93.2809 | 31.4473 | 93.2809 | 443.2709 | 350 | 350 | 93.2709
7 | 25 | 9 | 15.2 | 15.2 | 100 | 154 | 0 | 154 | 109.4566 | 39.9033 | 55.5434 | 5.9033 | 0 | 140.8359 | 31.569 | 140.8359 | 669.2522 | 350 | 350 | 319.2522
7 | 25 | 10 | 16.5 | 15.3 | 93 | 402 | 87 | 340 | 125.3395 | 48.3161 | 39.6605 | 14.3161 | 78.7724 | 310.9364 | 31.7161 | 389.7088 | 1851.8962 | 600 | 600 | 1251.8962
7 | 25 | 11 | 17.5 | 15.1 | 86 | 471 | 112 | 380 | 145.545 | 54.9815 | 19.455 | 20.9815 | 109.9303 | 347.5171 | 31.9032 | 457.4474 | 2173.7902 | 600 | 600 | 1573.7902
7 | 25 | 12 | 17.9 | 15 | 83 | 602 | 253 | 384 | 170.6634 | 58.5374 | 5.6634 | 24.5374 | 252.3915 | 351.1752 | 32.1358 | 603.5667 | 2868.1491 | 600 | 600 | 2268.1491
7 | 25 | 13 | 18.4 | 14.8 | 80 | 683 | 331 | 396 | 197.6155 | 57.8365 | 32.6155 | 23.8365 | 315.2922 | 362.1494 | 32.3853 | 677.4416 | 3219.2027 | 600 | 600 | 2619.2027
7 | 25 | 14 | 16.6 | 14.8 | 89 | 495 | 131 | 385 | 221.2959 | 53.1349 | 56.2959 | 19.1349 | 111.2753 | 352.0897 | 32.6046 | 463.365 | 2201.9107 | 600 | 600 | 1601.9107
7 | 25 | 15 | 16.5 | 14.6 | 89 | 661 | 490 | 284 | 239.9734 | 45.7822 | 74.9734 | 11.7822 | 340.6843 | 259.7233 | 32.7775 | 600.4076 | 2853.1371 | 600 | 600 | 2253.1371
7 | 25 | 16 | 17.5 | 14.7 | 84 | 540 | 461 | 234 | 254.8225 | 37.0239 | 89.8225 | 3.0239 | 230.7703 | 213.9974 | 32.915 | 444.7677 | 2113.5363 | 900 | 900 | 1213.5363
7 | 25 | 17 | 16.2 | 14.1 | 87 | 391 | 372 | 194 | 267.3839 | 27.6613 | 0 | 6.3387 | 103.6602 | 177.4166 | 33.0313 | 177.4166 | 843.0839 | 900 | 843.0839 | 0
7 | 25 | 18 | 15.6 | 14 | 90 | 253 | 320 | 132 | 278.8 | 18.2078 | 0 | 15.7922 | 14.2987 | 120.7165 | 33.137 | 120.7165 | 573.6447 | 900 | 573.6447 | 0
7 | 25 | 19 | 14.1 | 13.9 | 99 | 61 | 0 | 61 | 289.8657 | 9.065 | 0 | 24.935 | 0 | 55.7856 | 33.2395 | 55.7856 | 265.0934 | 900 | 265.0934 | 0
7 | 25 | 20 | 13.5 | 13.5 | 100 | 9 | 0 | 9 | 301.1639 | 0.83093 | 0 | 33.1691 | 0 | 8.2307 | 33.3441 | 8.2307 | 39.1121 | 800 | 39.1121 | 0
7 | 25 | 21 | 13.5 | 13.5 | 100 | 0 | 0 | 0 | 313.1372 | -7.1204 | 0 | 0 | 0 | 0 | 33.455 | 0 | 0 | 700 | 0 | 0
7 | 25 | 22 | 14 | 13.6 | 97 | 0 | 0 | 0 | 326.0802 | -13.3008 | 0 | 0 | 0 | 0 | 33.5748 | 0 | 0 | 600 | 0 | 0
7 | 25 | 23 | 14.2 | 13.3 | 94 | 0 | 0 | 0 | 340.0624 | -17.6171 | 0 | 0 | 0 | 0 | 33.7043 | 0 | 0 | 500 | 0 | 0
7 | 25 | 24 | 15 | 13.8 | 93 | 0 | 0 | 0 | 354.8343 | -19.6934 | 0 | 0 | 0 | 0 | 33.8411 | 0 | 0 | 400 | 0 | 0
7 | 26 | 1 | 15 | 13.6 | 91 | 0 | 0 | 0 | 9.8393 | -19.3148 | 0 | 0 | 0 | 0 | 30.6467 | 0 | 0 | 350 | 0 | 0
7 | 26 | 2 | 14.5 | 13.4 | 93 | 0 | 0 | 0 | 24.4195 | -16.5225 | 0 | 0 | 0 | 0 | 30.7817 | 0 | 0 | 350 | 0 | 0
7 | 26 | 3 | 14 | 12.9 | 93 | 0 | 0 | 0 | 38.0993 | -11.5951 | 0 | 0 | 0 | 0 | 30.9083 | 0 | 0 | 350 | 0 | 0
7 | 26 | 4 | 14.3 | 13.4 | 94 | 0 | 0 | 0 | 50.7336 | -4.9237 | 0 | 0 | 0 | 0 | 31.0253 | 0 | 0 | 350 | 0 | 0
7 | 26 | 5 | 14.6 | 13.3 | 92 | 2 | 0 | 2 | 62.4723 | 3.1536 | 0 | 30.8464 | 0 | 1.829 | 31.134 | 1.829 | 8.6916 | 350 | 8.6916 | 0
7 | 26 | 6 | 15.1 | 12.8 | 86 | 34 | 0 | 34 | 73.6618 | 11.7849 | 0 | 22.2151 | 0 | 31.0936 | 31.2376 | 31.0936 | 147.757 | 350 | 147.757 | 0
7 | 26 | 7 | 15.7 | 12.5 | 81 | 102 | 3 | 101 | 84.7859 | 21.0559 | 80.2141 | 12.9441 | 1.1597 | 92.3664 | 31.3406 | 92.3664 | 438.9251 | 350 | 350 | 88.9251
7 | 26 | 8 | 16.2 | 12.5 | 79 | 205 | 28 | 193 | 96.4827 | 30.5124 | 68.5173 | 3.4876 | 16.7259 | 176.5021 | 31.4489 | 176.5021 | 838.7381 | 350 | 350 | 488.7381
7 | 26 | 9 | 18 | 13 | 73 | 408 | 222 | 276 | 109.6381 | 39.7325 | 55.3619 | 5.7325 | 171.9069 | 252.4072 | 31.5707 | 424.3141 | 2016.3405 | 350 | 350 | 1666.3405
7 | 26 | 10 | 18.4 | 13.1 | 71 | 602 | 467 | 268 | 125.5208 | 48.1312 | 39.4792 | 14.1312 | 422.8386 | 245.091 | 31.7178 | 667.9296 | 3174.0014 | 600 | 600 | 2574.0014
7 | 26 | 11 | 19 | 12.8 | 67 | 471 | 160 | 342 | 145.6908 | 54.777 | 19.3092 | 20.777 | 157.0608 | 312.7654 | 31.9045 | 469.8262 | 2232.614 | 600 | 600 | 1632.614
7 | 26 | 12 | 19.2 | 12.3 | 64 | 766 | 501 | 336 | 170.7096 | 58.3174 | 5.7096 | 24.3174 | 499.8603 | 307.2783 | 32.1362 | 807.1386 | 3835.5225 | 600 | 600 | 3235.5225
7 | 26 | 13 | 19.7 | 11.2 | 58 | 685 | 326 | 402 | 197.5319 | 57.6196 | 32.5319 | 23.6196 | 310.5513 | 367.6366 | 32.3846 | 678.1879 | 3222.7488 | 600 | 600 | 2622.7488
7 | 26 | 14 | 18.7 | 12.1 | 65 | 496 | 133 | 384 | 221.1334 | 52.9359 | 56.1334 | 18.9359 | 112.9641 | 351.1752 | 32.6031 | 464.1393 | 2205.5898 | 600 | 600 | 1605.5898
7 | 26 | 15 | 19.1 | 11.7 | 62 | 442 | 112 | 356 | 239.7895 | 45.6012 | 74.7895 | 11.6012 | 77.8383 | 325.5687 | 32.7758 | 403.407 | 1916.9901 | 600 | 600 | 1316.9901
7 | 26 | 16 | 18.8 | 12.4 | 66 | 573 | 511 | 236 | 254.6432 | 36.8543 | 89.6432 | 2.8543 | 255.5146 | 215.8264 | 32.9134 | 471.3411 | 2239.8128 | 900 | 900 | 1339.8128
7 | 26 | 17 | 18.2 | 12.1 | 68 | 414 | 460 | 172 | 267.2164 | 27.4959 | 0 | 6.5041 | 127.785 | 157.2972 | 33.0298 | 157.2972 | 747.4764 | 900 | 747.4764 | 0
7 | 26 | 18 | 17.7 | 12.3 | 71 | 253 | 330 | 129 | 278.6453 | 18.0411 | 0 | 15.9589 | 14.3554 | 117.9729 | 33.1356 | 117.9729 | 560.6073 | 900 | 560.6073 | 0
7 | 26 | 19 | 17 | 12.7 | 76 | 99 | 91 | 80 | 289.724 | 8.8934 | 0 | 25.1066 | 0 | 73.1615 | 33.2382 | 73.1615 | 347.6635 | 900 | 347.6635 | 0
7 | 26 | 20 | 15.7 | 13.2 | 85 | 14 | 0 | 14 | 301.0366 | 0.67104 | 0 | 33.329 | 0 | 12.8033 | 33.3429 | 12.8033 | 60.8411 | 800 | 60.8411 | 0
7 | 26 | 21 | 14.7 | 13.3 | 91 | 0 | 0 | 0 | 313.0278 | -7.3169 | 0 | 0 | 0 | 0 | 33.454 | 0 | 0 | 700 | 0 | 0
7 | 26 | 22 | 14.4 | 12.6 | 89 | 0 | 0 | 0 | 325.9952 | -13.5089 | 0 | 0 | 0 | 0 | 33.574 | 0 | 0 | 600 | 0 | 0
7 | 26 | 23 | 13.9 | 11.9 | 88 | 0 | 0 | 0 | 340.0099 | -17.8354 | 0 | 0 | 0 | 0 | 33.7038 | 0 | 0 | 500 | 0 | 0
7 | 26 | 24 | 14.3 | 12.7 | 90 | 0 | 0 | 0 | 354.8213 | -19.9172 | 0 | 0 | 0 | 0 | 33.8409 | 0 | 0 | 400 | 0 | 0
7 | 27 | 1 | 14.8 | 13.6 | 93 | 0 | 0 | 0 | 9.8682 | -19.5375 | 0 | 0 | 0 | 0 | 30.6469 | 0 | 0 | 350 | 0 | 0
7 | 27 | 2 | 14.6 | 13.5 | 93 | 0 | 0 | 0 | 24.4861 | -16.7379 | 0 | 0 | 0 | 0 | 30.7823 | 0 | 0 | 350 | 0 | 0
7 | 27 | 3 | 14.6 | 13.5 | 93 | 0 | 0 | 0 | 38.1958 | -11.7994 | 0 | 0 | 0 | 0 | 30.9092 | 0 | 0 | 350 | 0 | 0
7 | 27 | 4 | 14.5 | 13.6 | 94 | 0 | 0 | 0 | 50.8524 | -5.1174 | 0 | 0 | 0 | 0 | 31.0264 | 0 | 0 | 350 | 0 | 0
7 | 27 | 5 | 14 | 12.9 | 93 | 2 | 0 | 2 | 62.6079 | 2.9826 | 0 | 31.0174 | 0 | 1.829 | 31.1353 | 1.829 | 8.6916 | 350 | 8.6916 | 0
7 | 27 | 6 | 14.5 | 12.5 | 88 | 42 | 0 | 42 | 73.8114 | 11.6148 | 0 | 22.3852 | 0 | 38.4098 | 31.239 | 38.4098 | 182.5233 | 350 | 182.5233 | 0
7 | 27 | 7 | 15.4 | 12.1 | 81 | 166 | 230 | 99 | 84.9488 | 20.8897 | 80.0512 | 13.1103 | 88.7502 | 90.5374 | 31.3421 | 90.5374 | 430.2335 | 350 | 350 | 80.2335
7 | 27 | 8 | 16.5 | 10.3 | 67 | 337 | 389 | 162 | 96.6589 | 30.3456 | 68.3411 | 3.6544 | 232.2146 | 148.152 | 31.4505 | 148.152 | 704.0185 | 350 | 350 | 354.0185
7 | 27 | 9 | 17.6 | 10.8 | 64 | 511 | 576 | 170 | 109.8255 | 39.5587 | 55.1745 | 5.5587 | 445.9351 | 155.4682 | 31.5725 | 601.4033 | 2857.8687 | 350 | 350 | 2507.8687
7 | 27 | 10 | 18 | 11.4 | 65 | 656 | 676 | 173 | 125.708 | 47.9429 | 39.292 | 13.9429 | 612.0812 | 158.2118 | 31.7195 | 770.2929 | 3660.432 | 600 | 600 | 3060.432
7 | 27 | 11 | 18.9 | 11.9 | 64 | 775 | 755 | 168 | 145.8423 | 54.5683 | 19.1577 | 20.5683 | 741.2094 | 153.6392 | 31.9059 | 894.8485 | 4252.3201 | 600 | 600 | 3652.3201
7 | 27 | 12 | 18 | 9.9 | 59 | 845 | 785 | 173 | 170.7608 | 58.0925 | 5.7608 | 24.0925 | 783.3048 | 158.2118 | 32.1367 | 941.5165 | 4474.0865 | 600 | 600 | 3874.0865
7 | 27 | 13 | 18.5 | 10.5 | 60 | 858 | 787 | 177 | 197.4517 | 57.3969 | 32.4517 | 23.3969 | 749.7377 | 161.8698 | 32.3838 | 911.6076 | 4331.9592 | 600 | 600 | 3731.9592
7 | 27 | 14 | 17.4 | 10.8 | 65 | 818 | 774 | 172 | 220.9721 | 52.7308 | 55.9721 | 18.7308 | 657.3127 | 157.2972 | 32.6016 | 814.6099 | 3871.0262 | 600 | 600 | 3271.0262
7 | 27 | 15 | 17.6 | 9.5 | 59 | 727 | 733 | 167 | 239.6052 | 45.4143 | 74.6052 | 11.4143 | 509.1775 | 152.7246 | 32.7741 | 661.9021 | 3145.3588 | 600 | 600 | 2545.3588
7 | 27 | 16 | 17.7 | 9.5 | 59 | 588 | 629 | 174 | 254.4626 | 36.6789 | 89.4626 | 2.6789 | 314.1319 | 159.1263 | 32.9117 | 473.2581 | 2248.9227 | 900 | 900 | 1348.9227
7 | 27 | 17 | 16.6 | 9 | 61 | 413 | 434 | 186 | 267.0473 | 27.3249 | 0 | 6.6751 | 120.1604 | 170.1005 | 33.0282 | 170.1005 | 808.3175 | 900 | 808.3175 | 0
7 | 27 | 18 | 16.5 | 8.5 | 59 | 249 | 300 | 137 | 278.4891 | 17.8688 | 0 | 16.1312 | 12.6755 | 125.2891 | 33.1342 | 125.2891 | 595.3737 | 900 | 595.3737 | 0
7 | 27 | 19 | 15.8 | 8.6 | 62 | 97 | 73 | 82 | 289.5809 | 8.7162 | 0 | 25.2838 | 0 | 74.9905 | 33.2369 | 74.9905 | 356.355 | 900 | 356.355 | 0
7 | 27 | 20 | 14.8 | 8 | 64 | 13 | 0 | 13 | 300.9081 | 0.50803 | 0 | 33.492 | 0 | 11.8887 | 33.3417 | 11.8887 | 56.4953 | 800 | 56.4953 | 0
7 | 27 | 21 | 14 | 8.5 | 69 | 0 | 0 | 0 | 312.9178 | -7.519 | 0 | 0 | 0 | 0 | 33.4529 | 0 | 0 | 700 | 0 | 0
7 | 27 | 22 | 13.7 | 9.4 | 75 | 0 | 0 | 0 | 325.9102 | -13.7227 | 0 | 0 | 0 | 0 | 33.5732 | 0 | 0 | 600 | 0 | 0
7 | 27 | 23 | 13.5 | 10.5 | 82 | 0 | 0 | 0 | 339.9584 | -18.0595 | 0 | 0 | 0 | 0 | 33.7033 | 0 | 0 | 500 | 0 | 0
7 | 27 | 24 | 13.3 | 10.8 | 85 | 0 | 0 | 0 | 354.8105 | -20.1465 | 0 | 0 | 0 | 0 | 33.8408 | 0 | 0 | 400 | 0 | 0
7 | 28 | 1 | 13.3 | 10.8 | 85 | 0 | 0 | 0 | 9.9002 | -19.7653 | 0 | 0 | 0 | 0 | 30.6472 | 0 | 0 | 350 | 0 | 0
7 | 28 | 2 | 13.4 | 10.5 | 83 | 0 | 0 | 0 | 24.5567 | -16.9577 | 0 | 0 | 0 | 0 | 30.7829 | 0 | 0 | 350 | 0 | 0
7 | 28 | 3 | 13.6 | 10.7 | 83 | 0 | 0 | 0 | 38.297 | -12.0075 | 0 | 0 | 0 | 0 | 30.9102 | 0 | 0 | 350 | 0 | 0
7 | 28 | 4 | 13.8 | 11 | 83 | 0 | 0 | 0 | 50.976 | -5.3142 | 0 | 0 | 0 | 0 | 31.0276 | 0 | 0 | 350 | 0 | 0
7 | 28 | 5 | 13.5 | 11.5 | 88 | 2 | 0 | 2 | 62.7485 | 2.8094 | 0 | 31.1906 | 0 | 1.829 | 31.1366 | 1.829 | 8.6916 | 350 | 8.6916 | 0
7 | 28 | 6 | 14.1 | 11.3 | 83 | 32 | 0 | 32 | 73.9661 | 11.4422 | 0 | 22.5578 | 0 | 29.2646 | 31.2404 | 29.2646 | 139.0654 | 350 | 139.0654 | 0
7 | 28 | 7 | 14.7 | 11.2 | 80 | 158 | 197 | 101 | 85.1169 | 20.7211 | 79.8831 | 13.2789 | 75.8847 | 92.3664 | 31.3437 | 92.3664 | 438.9251 | 350 | 350 | 88.9251
7 | 28 | 8 | 15.2 | 11.7 | 80 | 266 | 112 | 216 | 96.8406 | 30.1762 | 68.1594 | 3.8238 | 66.8155 | 197.5361 | 31.4522 | 197.5361 | 938.6913 | 350 | 350 | 588.6913
7 | 28 | 9 | 16.5 | 12.6 | 78 | 404 | 209 | 280 | 110.0186 | 39.382 | 54.9814 | 5.382 | 161.7744 | 256.0653 | 31.5742 | 417.8396 | 1985.5739 | 350 | 350 | 1635.5739
7 | 28 | 10 | 17.1 | 12.6 | 75 | 525 | 300 | 311 | 125.9011 | 47.7512 | 39.0989 | 13.7512 | 271.6374 | 284.4153 | 31.7213 | 556.0528 | 2642.3627 | 600 | 600 | 2042.3627
7 | 28 | 11 | 17.6 | 13.2 | 75 | 615 | 274 | 396 | 145.9994 | 54.3554 | 19.0006 | 20.3554 | 269.0222 | 362.1494 | 31.9074 | 631.1717 | 2999.3278 | 600 | 600 | 2399.3278
7 | 28 | 12 | 16.7 | 12.7 | 77 | 669 | 283 | 427 | 170.8169 | 57.8626 | 5.8169 | 23.8626 | 282.417 | 390.4995 | 32.1372 | 672.9165 | 3197.6994 | 600 | 600 | 2597.6994
7 | 28 | 13 | 16.4 | 13 | 80 | 517 | 134 | 401 | 197.3748 | 57.1686 | 32.3748 | 23.1686 | 127.6574 | 366.722 | 32.3831 | 494.3795 | 2349.2912 | 600 | 600 | 1749.2912
7 | 28 | 14 | 17 | 12.9 | 77 | 493 | 115 | 397 | 220.812 | 52.5199 | 55.812 | 18.5199 | 97.6454 | 363.064 | 32.6001 | 460.7094 | 2189.291 | 600 | 600 | 1589.291
7 | 28 | 15 | 18.5 | 13.1 | 71 | 697 | 505 | 312 | 239.4206 | 45.2214 | 74.4206 | 11.2214 | 350.6035 | 285.3299 | 32.7724 | 635.9334 | 3021.9554 | 600 | 600 | 2421.9554
7 | 28 | 16 | 18.8 | 13.4 | 71 | 587 | 660 | 154 | 254.2809 | 36.4976 | 89.2809 | 2.4976 | 329.1711 | 140.8359 | 32.91 | 470.007 | 2233.473 | 900 | 900 | 1333.473
7 | 28 | 17 | 18.9 | 12.7 | 67 | 423 | 514 | 154 | 266.8768 | 27.1482 | 0 | 6.8518 | 141.801 | 140.8359 | 33.0266 | 140.8359 | 669.2522 | 900 | 669.2522 | 0
7 | 28 | 18 | 18.2 | 12.3 | 68 | 247 | 288 | 141 | 278.3314 | 17.6908 | 0 | 16.3092 | 11.7891 | 128.9471 | 33.1327 | 128.9471 | 612.7569 | 900 | 612.7569 | 0
7 | 28 | 19 | 17.4 | 11.6 | 69 | 94 | 80 | 77 | 289.4365 | 8.5335 | 0 | 25.4665 | 0 | 70.4179 | 33.2355 | 70.4179 | 334.6261 | 900 | 334.6261 | 0
7 | 28 | 20 | 16.2 | 12.4 | 78 | 13 | 0 | 13 | 300.7786 | 0.34228 | 0 | 33.6577 | 0 | 11.8887 | 33.3405 | 11.8887 | 56.4953 | 800 | 56.4953 | 0
7 | 28 | 21 | 15.7 | 12.1 | 79 | 0 | 0 | 0 | 312.8073 | -7.7268 | 0 | 0 | 0 | 0 | 33.4519 | 0 | 0 | 700 | 0 | 0
7 | 28 | 22 | 15.4 | 12.7 | 84 | 0 | 0 | 0 | 325.8254 | -13.9423 | 0 | 0 | 0 | 0 | 33.5725 | 0 | 0 | 600 | 0 | 0
7 | 28 | 23 | 15.2 | 12.7 | 85 | 0 | 0 | 0 | 339.9079 | -18.2891 | 0 | 0 | 0 | 0 | 33.7029 | 0 | 0 | 500 | 0 | 0
7 | 28 | 24 | 15.3 | 13.1 | 87 | 0 | 0 | 0 | 354.8019 | -20.3811 | 0 | 0 | 0 | 0 | 33.8408 | 0 | 0 | 400 | 0 | 0
7 | 29 | 1 | 15.5 | 13.4 | 87 | 0 | 0 | 0 | 9.9355 | -19.9979 | 0 | 0 | 0 | 0 | 30.6476 | 0 | 0 | 350 | 0 | 0
7 | 29 | 2 | 15.3 | 13.7 | 90 | 0 | 0 | 0 | 24.6315 | -17.1819 | 0 | 0 | 0 | 0 | 30.7836 | 0 | 0 | 350 | 0 | 0
7 | 29 | 3 | 15 | 13.7 | 92 | 0 | 0 | 0 | 38.4028 | -12.2192 | 0 | 0 | 0 | 0 | 30.9111 | 0 | 0 | 350 | 0 | 0
7 | 29 | 4 | 14.9 | 13.7 | 93 | 0 | 0 | 0 | 51.1045 | -5.514 | 0 | 0 | 0 | 0 | 31.0287 | 0 | 0 | 350 | 0 | 0
7 | 29 | 5 | 15 | 13.6 | 91 | 2 | 0 | 2 | 62.894 | 2.6342 | 0 | 31.3658 | 0 | 1.829 | 31.1379 | 1.829 | 8.6916 | 350 | 8.6916 | 0
7 | 29 | 6 | 15.2 | 13.8 | 91 | 23 | 0 | 23 | 74.1259 | 11.2671 | 0 | 22.7329 | 0 | 21.0339 | 31.2419 | 21.0339 | 99.9532 | 350 | 99.9532 | 0
7 | 29 | 7 | 15.3 | 13.9 | 91 | 48 | 0 | 48 | 85.2903 | 20.55 | 79.7097 | 13.45 | 0 | 43.8969 | 31.3453 | 43.8969 | 208.5981 | 350 | 208.5981 | 0
7 | 29 | 8 | 15.6 | 14.1 | 91 | 99 | 0 | 99 | 97.0276 | 30.0043 | 67.9724 | 3.9957 | 0 | 90.5374 | 31.454 | 90.5374 | 430.2335 | 350 | 350 | 80.2335
7 | 29 | 9 | 15.4 | 14 | 91 | 151 | 0 | 151 | 110.2174 | 39.2025 | 54.7826 | 5.2025 | 0 | 138.0923 | 31.5761 | 138.0923 | 656.2148 | 350 | 350 | 306.2148
7 | 29 | 10 | 15.2 | 14.6 | 96 | 396 | 87 | 335 | 126.0998 | 47.5561 | 38.9002 | 13.5561 | 78.7761 | 306.3638 | 31.7231 | 385.1399 | 1830.1848 | 600 | 600 | 1230.1848
7 | 29 | 11 | 15.8 | 14.4 | 91 | 465 | 112 | 376 | 146.162 | 54.1385 | 18.838 | 20.1385 | 109.9756 | 343.8591 | 31.9089 | 453.8347 | 2156.6223 | 600 | 600 | 1556.6223
7 | 29 | 12 | 15.6 | 14.2 | 91 | 251 | 4 | 247 | 170.8777 | 57.6277 | 5.8777 | 23.6277 | 3.9921 | 225.8861 | 32.1378 | 229.8782 | 1092.3813 | 600 | 600 | 492.3813
7 | 29 | 13 | 16.3 | 14.7 | 90 | 514 | 162 | 374 | 197.3013 | 56.9347 | 32.3013 | 22.9347 | 154.3299 | 342.03 | 32.3824 | 496.36 | 2358.7025 | 600 | 600 | 1758.7025
7 | 29 | 14 | 17.6 | 14.7 | 83 | 490 | 114 | 395 | 220.6534 | 52.303 | 55.6534 | 18.303 | 96.7748 | 361.2349 | 32.5986 | 458.0097 | 2176.462 | 600 | 600 | 1576.462
7 | 29 | 15 | 17.6 | 14.8 | 84 | 651 | 452 | 308 | 239.2359 | 45.0227 | 74.2359 | 11.0227 | 313.6117 | 281.6718 | 32.7707 | 595.2835 | 2828.7872 | 600 | 600 | 2228.7872
7 | 29 | 16 | 18.5 | 14.7 | 79 | 530 | 453 | 234 | 254.0983 | 36.3106 | 89.0983 | 2.3106 | 225.6012 | 213.9974 | 32.9083 | 439.5986 | 2088.9724 | 900 | 900 | 1188.9724
7 | 29 | 17 | 18.2 | 15 | 82 | 404 | 434 | 179 | 266.705 | 26.9658 | 0 | 7.0342 | 119.2736 | 163.6989 | 33.025 | 163.6989 | 777.897 | 900 | 777.897 | 0
7 | 29 | 18 | 17.7 | 15 | 84 | 241 | 304 | 130 | 278.1723 | 17.5074 | 0 | 16.4926 | 12.023 | 118.8874 | 33.1312 | 118.8874 | 564.9531 | 900 | 564.9531 | 0
7 | 29 | 19 | 16.8 | 15.1 | 90 | 92 | 79 | 76 | 289.2908 | 8.3454 | 0 | 25.6546 | 0 | 69.5034 | 33.2342 | 69.5034 | 330.2803 | 900 | 330.2803 | 0
7 | 29 | 20 | 16.3 | 14.9 | 91 | 12 | 0 | 12 | 300.6481 | 0.17417 | 0 | 33.8258 | 0 | 10.9742 | 33.3393 | 10.9742 | 52.1495 | 800 | 52.1495 | 0
7 | 29 | 21 | 15.9 | 15 | 94 | 0 | 0 | 0 | 312.6962 | -7.9402 | 0 | 0 | 0 | 0 | 33.4509 | 0 | 0 | 700 | 0 | 0
7 | 29 | 22 | 15.9 | 14.9 | 94 | 0 | 0 | 0 | 325.7407 | -14.1674 | 0 | 0 | 0 | 0 | 33.5717 | 0 | 0 | 600 | 0 | 0
7 | 29 | 23 | 15.9 | 14.9 | 94 | 0 | 0 | 0 | 339.8586 | -18.5242 | 0 | 0 | 0 | 0 | 33.7024 | 0 | 0 | 500 | 0 | 0
7 | 29 | 24 | 16.6 | 15 | 90 | 0 | 0 | 0 | 354.7955 | -20.621 | 0 | 0 | 0 | 0 | 33.8407 | 0 | 0 | 400 | 0 | 0
7 | 30 | 1 | 16.1 | 15.2 | 94 | 0 | 0 | 0 | 9.9741 | -20.2353 | 0 | 0 | 0 | 0 | 30.6479 | 0 | 0 | 350 | 0 | 0
7 | 30 | 2 | 16.1 | 15.3 | 95 | 0 | 0 | 0 | 24.7103 | -17.4102 | 0 | 0 | 0 | 0 | 30.7844 | 0 | 0 | 350 | 0 | 0
7 | 30 | 3 | 16.2 | 15.3 | 94 | 0 | 0 | 0 | 38.5131 | -12.4346 | 0 | 0 | 0 | 0 | 30.9122 | 0 | 0 | 350 | 0 | 0
7 | 30 | 4 | 16.5 | 15.5 | 94 | 0 | 0 | 0 | 51.2379 | -5.7168 | 0 | 0 | 0 | 0 | 31.03 | 0 | 0 | 350 | 0 | 0
7 | 30 | 5 | 16.1 | 15.4 | 96 | 1 | 0 | 1 | 63.0445 | 2.4572 | 0 | 31.5428 | 0 | 0.91452 | 31.1393 | 0.91452 | 4.3458 | 350 | 4.3458 | 0
7 | 30 | 6 | 16.1 | 15.6 | 97 | 22 | 0 | 22 | 74.2907 | 11.0896 | 0 | 22.9104 | 0 | 20.1194 | 31.2434 | 20.1194 | 95.6075 | 350 | 95.6075 | 0
7 | 30 | 7 | 16.2 | 15.7 | 97 | 95 | 1 | 95 | 85.4688 | 20.3766 | 79.5312 | 13.6234 | 0.38391 | 86.8793 | 31.3469 | 86.8793 | 412.8504 | 350 | 350 | 62.8504
7 | 30 | 8 | 16.8 | 16.1 | 96 | 197 | 26 | 186 | 97.2201 | 29.8299 | 67.7799 | 4.1701 | 15.4917 | 170.1005 | 31.4557 | 170.1005 | 808.3175 | 350 | 350 | 458.3175
7 | 30 | 9 | 17.6 | 15.7 | 89 | 302 | 69 | 262 | 110.4216 | 39.0202 | 54.5784 | 5.0202 | 53.3894 | 239.6039 | 31.578 | 292.9934 | 1392.3045 | 350 | 350 | 1042.3045
7 | 30 | 10 | 17.4 | 15.5 | 89 | 394 | 87 | 333 | 126.3042 | 47.3577 | 38.6958 | 13.3577 | 78.7775 | 304.5348 | 31.725 | 383.3122 | 1821.4997 | 600 | 600 | 1221.4997
7 | 30 | 11 | 17.9 | 15.7 | 87 | 463 | 111 | 374 | 146.3299 | 53.9174 | 18.6701 | 19.9174 | 109.003 | 342.03 | 31.9105 | 451.033 | 2143.3089 | 600 | 600 | 1543.3089
7 | 30 | 12 | 16.9 | 15.7 | 93 | 249 | 4 | 246 | 170.9432 | 57.3881 | 5.9432 | 23.3881 | 3.9923 | 224.9716 | 32.1384 | 228.964 | 1088.0368 | 600 | 600 | 488.0368
7 | 30 | 13 | 16.6 | 16.1 | 97 | 253 | 4 | 249 | 197.2312 | 56.6953 | 32.2312 | 22.6953 | 3.8104 | 227.7152 | 32.3818 | 231.5256 | 1100.2098 | 600 | 600 | 500.2098
7 | 30 | 14 | 16.8 | 16.5 | 98 | 487 | 158 | 356 | 220.4963 | 52.0803 | 55.4963 | 18.0803 | 134.0902 | 325.5687 | 32.5972 | 459.6589 | 2184.299 | 600 | 600 | 1584.299
7 | 30 | 15 | 16.6 | 16.2 | 97 | 214 | 10 | 207 | 239.0511 | 44.8181 | 74.0511 | 10.8181 | 6.9335 | 189.3054 | 32.769 | 196.2389 | 932.5271 | 600 | 600 | 332.5271
7 | 30 | 16 | 16.5 | 16.3 | 99 | 174 | 1 | 173 | 253.9148 | 36.1178 | 88.9148 | 2.1178 | 0.49723 | 158.2118 | 32.9066 | 158.709 | 754.1851 | 900 | 754.1851 | 0
7 | 30 | 17 | 16.5 | 16.5 | 100 | 125 | 0 | 125 | 266.532 | 26.7779 | 0 | 7.2221 | 0 | 114.3148 | 33.0234 | 114.3148 | 543.2242 | 900 | 543.2242 | 0
7 | 30 | 18 | 16.6 | 16.4 | 99 | 72 | 0 | 72 | 278.012 | 17.3184 | 0 | 16.6816 | 0 | 65.8454 | 33.1297 | 65.8454 | 312.8971 | 900 | 312.8971 | 0
7 | 30 | 19 | 16.7 | 16.5 | 99 | 27 | 0 | 27 | 289.1439 | 8.152 | 0 | 25.848 | 0 | 24.692 | 33.2328 | 24.692 | 117.3364 | 900 | 117.3364 | 0
7 | 30 | 20 | 16.6 | 16.2 | 97 | 7 | 0 | 7 | 300.5167 | 0.0041471 | 0 | 33.9959 | 0 | 6.4016 | 33.3381 | 6.4016 | 30.4206 | 800 | 30.4206 | 0
7 | 30 | 21 | 16.7 | 16.3 | 97 | 0 | 0 | 0 | 312.5846 | -8.1592 | 0 | 0 | 0 | 0 | 33.4499 | 0 | 0 | 700 | 0 | 0
7 | 30 | 22 | 16.3 | 15.8 | 97 | 0 | 0 | 0 | 325.6562 | -14.3982 | 0 | 0 | 0 | 0 | 33.5709 | 0 | 0 | 600 | 0 | 0
7 | 30 | 23 | 16.2 | 15.8 | 97 | 0 | 0 | 0 | 339.8104 | -18.7649 | 0 | 0 | 0 | 0 | 33.7019 | 0 | 0 | 500 | 0 | 0
7 | 30 | 24 | 15.9 | 15.5 | 97 | 0 | 0 | 0 | 354.7913 | -20.8661 | 0 | 0 | 0 | 0 | 33.8407 | 0 | 0 | 400 | 0 | 0
7 | 31 | 1 | 15.8 | 15.4 | 97 | 0 | 0 | 0 | 10.016 | -20.4775 | 0 | 0 | 0 | 0 | 30.6483 | 0 | 0 | 350 | 0 | 0
7 | 31 | 2 | 15.6 | 15.4 | 99 | 0 | 0 | 0 | 24.7933 | -17.6427 | 0 | 0 | 0 | 0 | 30.7851 | 0 | 0 | 350 | 0 | 0
7 | 31 | 3 | 15.8 | 15.6 | 99 | 0 | 0 | 0 | 38.628 | -12.6534 | 0 | 0 | 0 | 0 | 30.9132 | 0 | 0 | 350 | 0 | 0
7 | 31 | 4 | 15.5 | 15.5 | 100 | 0 | 0 | 0 | 51.376 | -5.9225 | 0 | 0 | 0 | 0 | 31.0313 | 0 | 0 | 350 | 0 | 0
7 | 31 | 5 | 15.4 | 15.4 | 100 | 1 | 0 | 1 | 63.2 | 2.2786 | 0 | 31.7214 | 0 | 0.91452 | 31.1407 | 0.91452 | 4.3458 | 350 | 4.3458 | 0
7 | 31 | 6 | 15.5 | 15.5 | 100 | 34 | 0 | 34 | 74.4605 | 10.9098 | 0 | 23.0902 | 0 | 31.0936 | 31.245 | 31.0936 | 147.757 | 350 | 147.757 | 0
7 | 31 | 7 | 16.1 | 15.9 | 99 | 94 | 1 | 93 | 85.6524 | 20.2008 | 79.3476 | 13.7992 | 0.38329 | 85.0502 | 31.3486 | 85.0502 | 404.1588 | 350 | 350 | 54.1588
7 | 31 | 8 | 16.1 | 15.9 | 99 | 195 | 25 | 184 | 97.4177 | 29.6531 | 67.5823 | 4.3469 | 14.8872 | 168.2715 | 31.4576 | 168.2715 | 799.626 | 350 | 350 | 449.626
7 | 31 | 9 | 15.7 | 15.7 | 100 | 149 | 0 | 149 | 110.6313 | 38.8352 | 54.3687 | 4.8352 | 0 | 136.2633 | 31.5799 | 136.2633 | 647.5232 | 350 | 350 | 297.5232
7 | 31 | 10 | 16.3 | 16.1 | 99 | 194 | 2 | 193 | 126.514 | 47.156 | 38.486 | 13.156 | 1.811 | 176.5021 | 31.727 | 178.3131 | 847.344 | 600 | 600 | 247.344
7 | 31 | 11 | 17.9 | 16.9 | 94 | 461 | 135 | 353 | 146.503 | 53.6924 | 18.497 | 19.6924 | 132.5813 | 322.8251 | 31.9121 | 455.4065 | 2164.0916 | 600 | 600 | 1564.0916
7 | 31 | 12 | 18.7 | 16.5 | 87 | 501 | 113 | 405 | 171.0133 | 57.1436 | 6.0133 | 23.1436 | 112.7889 | 370.3801 | 32.139 | 483.169 | 2296.0189 | 600 | 600 | 1696.0189
7 | 31 | 13 | 17.5 | 16.1 | 91 | 252 | 4 | 249 | 197.1645 | 56.4505 | 32.1645 | 22.4505 | 3.8102 | 227.7152 | 32.3812 | 231.5253 | 1100.2084 | 600 | 600 | 500.2084
7 | 31 | 14 | 17.8 | 16.3 | 91 | 240 | 4 | 237 | 220.3408 | 51.8518 | 55.3408 | 17.8518 | 3.3936 | 216.741 | 32.5957 | 220.1346 | 1046.0794 | 600 | 600 | 446.0794
7 | 31 | 15 | 17 | 16.2 | 95 | 213 | 3 | 211 | 238.8665 | 44.6077 | 73.8665 | 10.6077 | 2.0784 | 192.9635 | 32.7673 | 195.0419 | 926.8391 | 600 | 600 | 326.8391
7 | 31 | 16 | 16.9 | 16.1 | 95 | 173 | 1 | 173 | 253.7305 | 35.9194 | 88.7305 | 1.9194 | 0.49638 | 158.2118 | 32.9049 | 158.7081 | 754.1811 | 900 | 754.1811 | 0
7 | 31 | 17 | 16.7 | 16 | 96 | 124 | 0 | 124 | 266.3579 | 26.5844 | 0 | 7.4156 | 0 | 113.4003 | 33.0218 | 113.4003 | 538.8784 | 900 | 538.8784 | 0
7 | 31 | 18 | 16.2 | 16 | 99 | 71 | 0 | 71 | 277.8505 | 17.1239 | 0 | 16.8761 | 0 | 64.9308 | 33.1282 | 64.9308 | 308.5513 | 900 | 308.5513 | 0
7 | 31 | 19 | 16.3 | 16.3 | 100 | 26 | 0 | 26 | 288.996 | 7.9533 | 0 | 26.0467 | 0 | 23.7775 | 33.2314 | 23.7775 | 112.9906 | 900 | 112.9906 | 0
7 | 31 | 20 | 16.2 | 16.2 | 100 | 3 | 0 | 3 | 300.3844 | -0.3576 | 0 | 0 | 0 | 2.7436 | 33.3369 | 2.7436 | 13.0374 | 800 | 13.0374 | 0
7 | 31 | 21 | 16.1 | 15.9 | 99 | 0 | 0 | 0 | 312.4725 | -8.3836 | 0 | 0 | 0 | 0 | 33.4488 | 0 | 0 | 700 | 0 | 0
7 | 31 | 22 | 16 | 15.5 | 97 | 0 | 0 | 0 | 325.572 | -14.6344 | 0 | 0 | 0 | 0 | 33.5701 | 0 | 0 | 600 | 0 | 0
7 | 31 | 23 | 15.9 | 15.1 | 95 | 0 | 0 | 0 | 339.7634 | -19.0109 | 0 | 0 | 0 | 0 | 33.7015 | 0 | 0 | 500 | 0 | 0
7 | 31 | 24 | 15.8 | 14.7 | 93 | 0 | 0 | 0 | 354.7894 | -21.1162 | 0 | 0 | 0 | 0 | 33.8406 | 0 | 0 | 400 | 0 | 0
8 | 1 | 1 | 15.7 | 14.5 | 92 | 0 | 0 | 0 | 10.0613 | -20.7242 | 0 | 0 | 0 | 0 | 30.6487 | 0 | 0 | 350 | 0 | 0
8 | 1 | 2 | 15.5 | 14.3 | 92 | 0 | 0 | 0 | 24.8804 | -17.8792 | 0 | 0 | 0 | 0 | 30.7859 | 0 | 0 | 350 | 0 | 0
8 | 1 | 3 | 15.3 | 14 | 92 | 0 | 0 | 0 | 38.7476 | -12.8757 | 0 | 0 | 0 | 0 | 30.9143 | 0 | 0 | 350 | 0 | 0
8 | 1 | 4 | 15.1 | 13.6 | 91 | 0 | 0 | 0 | 51.519 | -6.131 | 0 | 0 | 0 | 0 | 31.0326 | 0 | 0 | 350 | 0 | 0
8 | 1 | 5 | 14.8 | 12.9 | 88 | 1 | 0 | 1 | 63.3602 | 2.0984 | 0 | 31.9016 | 0 | 0.91452 | 31.1422 | 0.91452 | 4.3458 | 350 | 4.3458 | 0
8 | 1 | 6 | 14.6 | 12.1 | 85 | 27 | 0 | 27 | 74.6352 | 10.7277 | 0 | 23.2723 | 0 | 24.692 | 31.2466 | 24.692 | 117.3364 | 350 | 117.3364 | 0
8 | 1 | 7 | 15 | 9.6 | 70 | 148 | 153 | 105 | 85.8411 | 20.0228 | 79.1589 | 13.9772 | 58.5495 | 96.0245 | 31.3504 | 96.0245 | 456.3083 | 350 | 350 | 106.3083
8 | 1 | 8 | 15.8 | 13.1 | 84 | 320 | 364 | 162 | 97.6205 | 29.4739 | 67.3795 | 4.5261 | 216.6357 | 148.152 | 31.4594 | 148.152 | 704.0185 | 350 | 350 | 354.0185
8 | 1 | 9 | 16.1 | 12.9 | 81 | 449 | 389 | 223 | 110.8462 | 38.6474 | 54.1538 | 4.6474 | 300.8956 | 203.9377 | 31.5819 | 504.8332 | 2398.9676 | 350 | 350 | 2048.9676
8 | 1 | 10 | 17.1 | 13 | 77 | 641 | 608 | 213 | 126.7291 | 46.951 | 38.2709 | 12.951 | 550.5558 | 194.7925 | 31.729 | 745.3483 | 3541.8952 | 600 | 600 | 2941.8952
8 | 1 | 11 | 17.5 | 13.1 | 75 | 607 | 310 | 361 | 146.6811 | 53.4635 | 18.3189 | 19.4635 | 304.4662 | 330.1413 | 31.9137 | 634.6075 | 3015.6547 | 600 | 600 | 2415.6547
8 | 1 | 12 | 17.5 | 12.1 | 71 | 503 | 134 | 390 | 171.0878 | 56.8945 | 6.0878 | 22.8945 | 133.7529 | 356.6623 | 32.1397 | 490.4152 | 2330.453 | 600 | 600 | 1730.453
8 | 1 | 13 | 17.4 | 11.8 | 70 | 511 | 117 | 411 | 197.1012 | 56.2004 | 32.1012 | 22.2004 | 111.4348 | 375.8672 | 32.3806 | 487.302 | 2315.6591 | 600 | 600 | 1715.6591
8 | 1 | 14 | 17.8 | 11.5 | 67 | 796 | 628 | 278 | 220.187 | 51.6176 | 55.187 | 17.6176 | 532.6003 | 254.2362 | 32.5943 | 786.8365 | 3739.0472 | 600 | 600 | 3139.0472
8 | 1 | 15 | 17.2 | 11.4 | 69 | 432 | 92 | 363 | 238.6821 | 44.3915 | 73.6821 | 10.3915 | 63.6851 | 331.9703 | 32.7656 | 395.6554 | 1880.1547 | 600 | 600 | 1280.1547
8 | 1 | 16 | 17.1 | 11 | 67 | 461 | 263 | 291 | 253.5457 | 35.7154 | 88.5457 | 1.7154 | 130.3115 | 266.125 | 32.9032 | 396.4365 | 1883.8661 | 900 | 900 | 983.8661
8 | 1 | 17 | 16.7 | 11.1 | 70 | 412 | 453 | 180 | 266.1828 | 26.3854 | 0 | 7.6146 | 122.8889 | 164.6134 | 33.0202 | 164.6134 | 782.2428 | 900 | 782.2428 | 0
8 | 1 | 18 | 15.4 | 11.4 | 77 | 143 | 42 | 128 | 277.6878 | 16.9241 | 0 | 17.0759 | 1.4696 | 117.0584 | 33.1267 | 117.0584 | 556.2615 | 900 | 556.2615 | 0
8 | 1 | 19 | 14.8 | 11.4 | 80 | 77 | 35 | 70 | 288.847 | 7.7493 | 0 | 26.2507 | 0 | 64.0163 | 33.2301 | 64.0163 | 304.2055 | 900 | 304.2055 | 0
8 | 1 | 20 | 14.5 | 11 | 79 | 9 | 0 | 9 | 300.2513 | -0.66605 | 0 | 0 | 0 | 8.2307 | 33.3357 | 8.2307 | 39.1121 | 800 | 39.1121 | 0
8 | 1 | 21 | 13.8 | 11.7 | 87 | 0 | 0 | 0 | 312.3601 | -8.6134 | 0 | 0 | 0 | 0 | 33.4478 | 0 | 0 | 700 | 0 | 0
8 | 1 | 22 | 13.9 | 11.6 | 86 | 0 | 0 | 0 | 325.488 | -14.8761 | 0 | 0 | 0 | 0 | 33.5693 | 0 | 0 | 600 | 0 | 0
8 | 1 | 23 | 13.9 | 11 | 83 | 0 | 0 | 0 | 339.7175 | -19.2622 | 0 | 0 | 0 | 0 | 33.7011 | 0 | 0 | 500 | 0 | 0
8 | 1 | 24 | 13.6 | 10.5 | 82 | 0 | 0 | 0 | 354.7898 | -21.3714 | 0 | 0 | 0 | 0 | 33.8406 | 0 | 0 | 400 | 0 | 0
8 | 2 | 1 | 13.6 | 11.1 | 85 | 0 | 0 | 0 | 10.1099 | -20.9756 | 0 | 0 | 0 | 0 | 30.6492 | 0 | 0 | 350 | 0 | 0
8 | 2 | 2 | 13.6 | 10.5 | 82 | 0 | 0 | 0 | 24.9716 | -18.1197 | 0 | 0 | 0 | 0 | 30.7868 | 0 | 0 | 350 | 0 | 0
8 | 2 | 3 | 13.6 | 10.9 | 84 | 0 | 0 | 0 | 38.8717 | -13.1014 | 0 | 0 | 0 | 0 | 30.9155 | 0 | 0 | 350 | 0 | 0
8 | 2 | 4 | 13.5 | 10.1 | 80 | 0 | 0 | 0 | 51.6667 | -6.3422 | 0 | 0 | 0 | 0 | 31.034 | 0 | 0 | 350 | 0 | 0
8 | 2 | 5 | 13.6 | 10.6 | 82 | 1 | 0 | 1 | 63.5254 | 1.917 | 0 | 32.083 | 0 | 0.91452 | 31.1438 | 0.91452 | 4.3458 | 350 | 4.3458 | 0
8 | 2 | 6 | 11.6 | 10.5 | 93 | 25 | 0 | 25 | 74.8148 | 10.5434 | 0 | 23.4566 | 0 | 22.863 | 31.2483 | 22.863 | 108.6448 | 350 | 108.6448 | 0
8 | 2 | 7 | 13.6 | 11.5 | 87 | 148 | 193 | 96 | 86.0346 | 19.8426 | 78.9654 | 14.1574 | 73.742 | 87.7938 | 31.3522 | 87.7938 | 417.1962 | 350 | 350 | 67.1962
8 | 2 | 8 | 14.5 | 10.5 | 77 | 289 | 275 | 170 | 97.8284 | 29.2923 | 67.1716 | 4.7077 | 163.5783 | 155.4682 | 31.4614 | 155.4682 | 738.7849 | 350 | 350 | 388.7849
8 | 2 | 9 | 15.8 | 11.4 | 75 | 299 | 73 | 256 | 111.0663 | 38.4569 | 53.9337 | 4.4569 | 56.4579 | 234.1168 | 31.5839 | 290.5747 | 1380.8108 | 350 | 350 | 1030.8108
8 | 2 | 10 | 13.8 | 10.3 | 79 | 392 | 107 | 317 | 126.9493 | 46.7428 | 38.0507 | 12.7428 | 96.892 | 289.9025 | 31.731 | 386.7945 | 1838.0474 | 600 | 600 | 1238.0474
8 | 2 | 11 | 14.6 | 11 | 79 | 461 | 114 | 371 | 146.864 | 53.2306 | 18.136 | 19.2306 | 111.9711 | 339.2865 | 31.9154 | 451.2576 | 2144.376 | 600 | 600 | 1544.376
8 | 2 | 12 | 15.7 | 10 | 69 | 828 | 473 | 430 | 171.1667 | 56.6408 | 6.1667 | 22.6408 | 472.1288 | 393.2431 | 32.1404 | 865.3719 | 4112.2473 | 600 | 600 | 3512.2473
8 | 2 | 13 | 16.8 | 9.2 | 61 | 843 | 782 | 175 | 197.0414 | 55.9449 | 32.0414 | 21.9449 | 744.6962 | 160.0408 | 32.38 | 904.737 | 4299.3102 | 600 | 600 | 3699.3102
8 | 2 | 14 | 16.3 | 8.6 | 60 | 730 | 556 | 273 | 220.0351 | 51.3778 | 55.0351 | 17.3778 | 471.3404 | 249.6636 | 32.5929 | 721.004 | 3426.2109 | 600 | 600 | 2826.2109
8 | 2 | 15 | 16.2 | 9.1 | 63 | 687 | 625 | 218 | 238.4981 | 44.1697 | 73.4981 | 10.1697 | 432.2453 | 199.3651 | 32.7639 | 631.6104 | 3001.4127 | 600 | 600 | 2401.4127
8 | 2 | 16 | 16.6 | 10.2 | 66 | 575 | 654 | 154 | 253.3603 | 35.5058 | 88.3603 | 1.5058 | 323.4145 | 140.8359 | 32.9015 | 464.2504 | 2206.1178 | 900 | 900 | 1306.1178
8 | 2 | 17 | 16.2 | 8.8 | 61 | 410 | 474 | 168 | 266.0068 | 26.181 | 0 | 7.819 | 127.9644 | 153.6392 | 33.0186 | 153.6392 | 730.0933 | 900 | 730.0933 | 0
8 | 2 | 18 | 15.6 | 9.5 | 67 | 233 | 276 | 135 | 277.5241 | 16.7189 | 0 | 17.2811 | 9.2014 | 123.46 | 33.1252 | 123.46 | 586.6821 | 900 | 586.6821 | 0
8 | 2 | 19 | 15.1 | 9.1 | 67 | 83 | 55 | 72 | 288.697 | 7.5401 | 0 | 26.4599 | 0 | 65.8454 | 33.2287 | 65.8454 | 312.8971 | 900 | 312.8971 | 0
8 | 2 | 20 | 14.4 | 9.3 | 71 | 10 | 0 | 10 | 300.1174 | -0.94826 | 0 | 0 | 0 | 9.1452 | 33.3344 | 9.1452 | 43.4579 | 800 | 43.4579 | 0
8 | 2 | 21 | 13.9 | 9.2 | 73 | 0 | 0 | 0 | 312.2473 | -8.8486 | 0 | 0 | 0 | 0 | 33.4467 | 0 | 0 | 700 | 0 | 0
8 | 2 | 22 | 13.5 | 9.9 | 79 | 0 | 0 | 0 | 325.4042 | -15.1231 | 0 | 0 | 0 | 0 | 33.5686 | 0 | 0 | 600 | 0 | 0
8 | 2 | 23 | 13.7 | 8.8 | 72 | 0 | 0 | 0 | 339.6729 | -19.5188 | 0 | 0 | 0 | 0 | 33.7007 | 0 | 0 | 500 | 0 | 0
8 | 2 | 24 | 13.7 | 8.3 | 70 | 0 | 0 | 0 | 354.7925 | -21.6316 | 0 | 0 | 0 | 0 | 33.8407 | 0 | 0 | 400 | 0 | 0
8 | 3 | 1 | 13.3 | 9.1 | 76 | 0 | 0 | 0 | 10.1619 | -21.2314 | 0 | 0 | 0 | 0 | 30.6496 | 0 | 0 | 350 | 0 | 0
8 | 3 | 2 | 13 | 9.9 | 81 | 0 | 0 | 0 | 25.0671 | -18.364 | 0 | 0 | 0 | 0 | 30.7877 | 0 | 0 | 350 | 0 | 0
8 | 3 | 3 | 13 | 9.9 | 81 | 0 | 0 | 0 | 39.0004 | -13.3303 | 0 | 0 | 0 | 0 | 30.9167 | 0 | 0 | 350 | 0 | 0
8 | 3 | 4 | 12.7 | 9.8 | 82 | 0 | 0 | 0 | 51.8192 | -6.5562 | 0 | 0 | 0 | 0 | 31.0354 | 0 | 0 | 350 | 0 | 0
8 | 3 | 5 | 12.1 | 9 | 81 | 1 | 0 | 1 | 63.6953 | 1.7345 | 0 | 32.2655 | 0 | 0.91452 | 31.1453 | 0.91452 | 4.3458 | 350 | 4.3458 | 0
8 | 3 | 6 | 13.2 | 9.1 | 76 | 30 | 0 | 30 | 74.9993 | 10.357 | 0 | 23.643 | 0 | 27.4356 | 31.25 | 27.4356 | 130.3738 | 350 | 130.3738 | 0
8 | 3 | 7 | 15 | 8.9 | 67 | 148 | 168 | 102 | 86.2331 | 19.6603 | 78.7669 | 14.3397 | 64.0927 | 93.2809 | 31.354 | 93.2809 | 443.2709 | 350 | 350 | 93.2709
8 | 3 | 8 | 16 | 9.1 | 64 | 316 | 369 | 158 | 98.0413 | 29.1084 | 66.9587 | 4.8916 | 219.3775 | 144.494 | 31.4633 | 144.494 | 686.6353 | 350 | 350 | 336.6353
8 | 3 | 9 | 16.7 | 8.1 | 57 | 492 | 566 | 166 | 111.2915 | 38.2638 | 53.7085 | 4.2638 | 437.6797 | 151.8101 | 31.586 | 589.4898 | 2801.2558 | 350 | 350 | 2451.2558
8 | 3 | 10 | 17 | 8.2 | 56 | 646 | 644 | 196 | 127.1746 | 46.5315 | 37.8254 | 12.5315 | 583.1703 | 179.2457 | 31.7331 | 762.416 | 3623.0006 | 600 | 600 | 3023.0006
8 | 3 | 11 | 17 | 7.5 | 54 | 762 | 742 | 177 | 147.0516 | 52.994 | 17.9484 | 18.994 | 728.8252 | 161.8698 | 31.9171 | 890.695 | 4232.5828 | 600 | 600 | 3632.5828
8 | 3 | 12 | 17.8 | 7.1 | 49 | 830 | 789 | 166 | 171.2498 | 56.3825 | 6.2498 | 22.3825 | 787.5307 | 151.8101 | 32.1412 | 939.3408 | 4463.7474 | 600 | 600 | 3863.7474
8 | 3 | 13 | 18.2 | 5.9 | 44 | 845 | 798 | 166 | 196.985 | 55.6843 | 31.985 | 21.6843 | 759.7967 | 151.8101 | 32.3795 | 911.6068 | 4331.9556 | 600 | 600 | 3731.9556
8 | 3 | 14 | 18.1 | 7.5 | 50 | 803 | 779 | 164 | 219.885 | 51.1324 | 54.885 | 17.1324 | 660.0742 | 149.9811 | 32.5915 | 810.0553 | 3849.3827 | 600 | 600 | 3249.3827
8 | 3 | 15 | 18.7 | 8.1 | 50 | 710 | 733 | 162 | 238.3145 | 43.9423 | 73.3145 | 9.9423 | 506.4315 | 148.152 | 32.7622 | 654.5836 | 3110.581 | 600 | 600 | 2510.581
8 | 3 | 16 | 17.9 | 8.7 | 55 | 573 | 639 | 164 | 253.1746 | 35.2906 | 88.1746 | 1.2906 | 315.3428 | 149.9811 | 32.8998 | 465.3239 | 2211.2192 | 900 | 900 | 1311.2192
8 | 3 | 17 | 16.9 | 9.2 | 60 | 406 | 469 | 169 | 265.83 | 25.9711 | 0 | 8.0289 | 125.9694 | 154.5537 | 33.0169 | 154.5537 | 734.4391 | 900 | 734.4391 | 0
8 | 3 | 18 | 16.8 | 9.4 | 62 | 230 | 272 | 134 | 277.3595 | 16.5084 | 0 | 17.4916 | 8.6004 | 122.5455 | 33.1237 | 122.5455 | 582.3363 | 900 | 582.3363 | 0
8 | 3 | 19 | 15.8 | 10.4 | 70 | 80 | 51 | 71 | 288.546 | 7.3259 | 0 | 26.6741 | 0 | 64.9308 | 33.2273 | 64.9308 | 308.5513 | 900 | 308.5513 | 0
8 | 3 | 20 | 14.5 | 10.2 | 75 | 9 | 0 | 9 | 299.9828 | -1.218 | 0 | 0 | 0 | 8.2307 | 33.3332 | 8.2307 | 39.1121 | 800 | 39.1121 | 0
8 | 3 | 21 | 13.2 | 10.3 | 83 | 0 | 0 | 0 | 312.1341 | -9.0891 | 0 | 0 | 0 | 0 | 33.4457 | 0 | 0 | 700 | 0 | 0
8 | 3 | 22 | 13 | 9.9 | 81 | 0 | 0 | 0 | 325.3208 | -15.3754 | 0 | 0 | 0 | 0 | 33.5678 | 0 | 0 | 600 | 0 | 0
8 | 3 | 23 | 12.3 | 10.4 | 88 | 0 | 0 | 0 | 339.6295 | -19.7805 | 0 | 0 | 0 | 0 | 33.7003 | 0 | 0 | 500 | 0 | 0
8 | 3 | 24 | 11.8 | 10.5 | 92 | 0 | 0 | 0 | 354.7976 | -21.8966 | 0 | 0 | 0 | 0 | 33.8407 | 0 | 0 | 400 | 0 | 0
8 | 4 | 1 | 11.5 | 10.5 | 94 | 0 | 0 | 0 | 10.2173 | -21.4916 | 0 | 0 | 0 | 0 | 30.6502 | 0 | 0 | 350 | 0 | 0
8 | 4 | 2 | 11.5 | 10.5 | 94 | 0 | 0 | 0 | 25.1666 | -18.6122 | 0 | 0 | 0 | 0 | 30.7886 | 0 | 0 | 350 | 0 | 0
8 | 4 | 3 | 11.4 | 10.8 | 96 | 0 | 0 | 0 | 39.1337 | -13.5624 | 0 | 0 | 0 | 0 | 30.9179 | 0 | 0 | 350 | 0 | 0
8 | 4 | 4 | 11.6 | 11 | 96 | 0 | 0 | 0 | 51.9764 | -6.7727 | 0 | 0 | 0 | 0 | 31.0368 | 0 | 0 | 350 | 0 | 0
8 | 4 | 5 | 11.6 | 11.4 | 99 | 1 | 0 | 1 | 63.87 | 1.5511 | 0 | 32.4489 | 0 | 0.91452 | 31.1469 | 0.91452 | 4.3458 | 350 | 4.3458 | 0
8 | 4 | 6 | 13 | 12.6 | 97 | 29 | 0 | 29 | 75.1885 | 10.1684 | 89.8115 | 23.8316 | 0 | 26.521 | 31.2517 | 26.521 | 126.028 | 350 | 126.028 | 0
8 | 4 | 7 | 14.8 | 12.8 | 88 | 144 | 191 | 93 | 86.4364 | 19.4758 | 78.5636 | 14.5242 | 72.7597 | 85.0502 | 31.3559 | 85.0502 | 404.1588 | 350 | 350 | 54.1588
8 | 4 | 8 | 16.3 | 11.7 | 74 | 312 | 360 | 158 | 98.259 | 28.9223 | 66.741 | 5.0777 | 213.9187 | 144.494 | 31.4654 | 144.494 | 686.6353 | 350 | 350 | 336.6353
8 | 4 | 9 | 17.7 | 11.7 | 68 | 486 | 586 | 150 | 111.5216 | 38.068 | 53.4784 | 4.068 | 453.084 | 137.1778 | 31.5882 | 590.2618 | 2804.924 | 350 | 350 | 2454.924
8 | 4 | 10 | 17.7 | 12.5 | 72 | 633 | 662 | 172 | 127.4046 | 46.317 | 37.5954 | 12.317 | 599.4749 | 157.2972 | 31.7352 | 756.7721 | 3596.1811 | 600 | 600 | 2996.1811
8 | 4 | 11 | 18.2 | 12.7 | 70 | 684 | 525 | 271 | 147.2437 | 52.7535 | 17.7563 | 18.7535 | 515.6929 | 247.8346 | 31.9189 | 763.5275 | 3628.2826 | 600 | 600 | 3028.2826
8 | 4 | 12 | 18.1 | 12.8 | 71 | 812 | 669 | 251 | 171.337 | 56.1198 | 6.337 | 22.1198 | 667.7243 | 229.5442 | 32.142 | 897.2685 | 4263.82 | 600 | 600 | 3663.82
8 | 4 | 13 | 18.3 | 13.4 | 73 | 757 | 528 | 308 | 196.9321 | 55.4187 | 31.9321 | 21.4187 | 502.6141 | 281.6718 | 32.379 | 784.2859 | 3726.9265 | 600 | 600 | 3126.9265
8 | 4 | 14 | 17.6 | 13.4 | 76 | 720 | 450 | 352 | 219.7369 | 50.8816 | 54.7369 | 16.8816 | 381.1011 | 321.9106 | 32.5902 | 703.0117 | 3340.7116 | 600 | 600 | 2740.7116
8 | 4 | 15 | 17.6 | 13.3 | 76 | 695 | 674 | 192 | 238.1315 | 43.7094 | 73.1315 | 9.7094 | 465.1671 | 175.5876 | 32.7605 | 640.7547 | 3044.8662 | 600 | 600 | 2444.8662
8 | 4 | 16 | 17.7 | 13.7 | 77 | 546 | 537 | 204 | 252.9885 | 35.0701 | 87.9885 | 1.0701 | 264.4245 | 186.5618 | 32.898 | 450.9863 | 2143.0871 | 900 | 900 | 1243.0871
8 | 4 | 17 | 17.1 | 13.4 | 79 | 363 | 316 | 204 | 265.6524 | 25.756 | 0 | 8.244 | 84.4199 | 186.5618 | 33.0153 | 186.5618 | 886.5418 | 900 | 886.5418 | 0
8 | 4 | 18 | 17 | 13.8 | 81 | 179 | 109 | 141 | 277.1939 | 16.2927 | 0 | 17.7073 | 3.2519 | 128.9471 | 33.1222 | 128.9471 | 612.7569 | 900 | 612.7569 | 0
8 | 4 | 19 | 16.2 | 14.3 | 89 | 62 | 0 | 62 | 288.3942 | 7.1067 | 0 | 26.8933 | 0 | 56.7002 | 33.2259 | 56.7002 | 269.4392 | 900 | 269.4392 | 0
8 | 4 | 20 | 15.4 | 14.4 | 94 | 7 | 0 | 7 | 299.8475 | -1.4821 | 0 | 0 | 0 | 6.4016 | 33.3319 | 6.4016 | 30.4206 | 800 | 30.4206 | 0
8 | 4 | 21 | 15.2 | 14.3 | 94 | 0 | 0 | 0 | 312.0206 | -9.3347 | 0 | 0 | 0 | 0 | 33.4446 | 0 | 0 | 700 | 0 | 0
8 | 4 | 22 | 14.7 | 14.3 | 97 | 0 | 0 | 0 | 325.2378 | -15.6328 | 0 | 0 | 0 | 0 | 33.567 | 0 | 0 | 600 | 0 | 0
8 | 4 | 23 | 14.6 | 14.2 | 97 | 0 | 0 | 0 | 339.5874 | -20.0473 | 0 | 0 | 0 | 0 | 33.6999 | 0 | 0 | 500 | 0 | 0
8 | 4 | 24 | 14.5 | 14.3 | 99 | 0 | 0 | 0 | 354.8051 | -22.1664 | 0 | 0 | 0 | 0 | 33.8408 | 0 | 0 | 400 | 0 | 0
8 | 5 | 1 | 14.7 | 14.5 | 99 | 0 | 0 | 0 | 10.2762 | -21.756 | 0 | 0 | 0 | 0 | 30.6507 | 0 | 0 | 350 | 0 | 0
8 | 5 | 2 | 14.8 | 14.4 | 97 | 0 | 0 | 0 | 25.2704 | -18.864 | 0 | 0 | 0 | 0 | 30.7895 | 0 | 0 | 350 | 0 | 0
8 | 5 | 3 | 14.9 | 14.5 | 97 | 0 | 0 | 0 | 39.2715 | -13.7976 | 0 | 0 | 0 | 0 | 30.9192 | 0 | 0 | 350 | 0 | 0
8 | 5 | 4 | 14.9 | 14.5 | 97 | 0 | 0 | 0 | 52.1383 | -6.9918 | 0 | 0 | 0 | 0 | 31.0383 | 0 | 0 | 350 | 0 | 0
8 | 5 | 5 | 15.2 | 14.8 | 97 | 0 | 0 | 0 | 64.0493 | 1.3671 | 0 | 32.6329 | 0 | 0 | 31.1486 | 0 | 0 | 350 | 0 | 0
8 | 5 | 6 | 15.4 | 14.8 | 96 | 26 | 0 | 26 | 75.3823 | 9.9779 | 89.6177 | 24.0221 | 0 | 23.7775 | 31.2535 | 23.7775 | 112.9906 | 350 | 112.9906 | 0
8 | 5 | 7 | 16.8 | 15.6 | 93 | 141 | 183 | 93 | 86.6444 | 19.2893 | 78.3556 | 14.7107 | 69.6117 | 85.0502 | 31.3578 | 85.0502 | 404.1588 | 350 | 350 | 54.1588
8 | 5 | 8 | 18.3 | 14.8 | 80 | 307 | 350 | 159 | 98.4815 | 28.7339 | 66.5185 | 5.2661 | 207.8751 | 145.4085 | 31.4674 | 145.4085 | 690.9811 | 350 | 350 | 340.9811
8 | 5 | 9 | 20.2 | 14.4 | 69 | 482 | 579 | 152 | 111.7566 | 37.8697 | 53.2434 | 3.8697 | 447.6132 | 139.0069 | 31.5903 | 586.6201 | 2787.6187 | 350 | 350 | 2437.6187
8 | 5 | 10 | 20 | 15.6 | 76 | 633 | 673 | 167 | 127.6394 | 46.0994 | 37.3606 | 12.0994 | 609.4377 | 152.7246 | 31.7374 | 762.1624 | 3621.7955 | 600 | 600 | 3021.7955
8 | 5 | 11 | 20.5 | 15.6 | 73 | 748 | 737 | 171 | 147.4402 | 52.5093 | 17.5598 | 18.5093 | 723.9444 | 156.3827 | 31.9207 | 880.3271 | 4183.3146 | 600 | 600 | 3583.3146
8 | 5 | 12 | 20.9 | 15.2 | 70 | 815 | 781 | 163 | 171.4282 | 55.8526 | 6.4282 | 21.8526 | 779.4562 | 149.0666 | 32.1429 | 928.5227 | 4412.34 | 600 | 600 | 3812.34
8 | 5 | 13 | 21.1 | 15.1 | 69 | 661 | 309 | 399 | 196.8824 | 55.148 | 31.8824 | 21.148 | 294.0689 | 364.893 | 32.3785 | 658.9619 | 3131.3867 | 600 | 600 | 2531.3867
8 | 5 | 14 | 20.6 | 14.7 | 69 | 761 | 595 | 277 | 219.5909 | 50.6254 | 54.5909 | 16.6254 | 503.6089 | 253.3217 | 32.5888 | 756.9306 | 3596.9342 | 600 | 600 | 2996.9342
8 | 5 | 15 | 21 | 14.3 | 66 | 697 | 711 | 168 | 237.9492 | 43.471 | 72.9492 | 9.471 | 490.1357 | 153.6392 | 32.7588 | 643.7749 | 3059.2181 | 600 | 600 | 2459.2181
8 | 5 | 16 | 21.2 | 14.6 | 66 | 562 | 638 | 157 | 252.8023 | 34.8441 | 87.8023 | 0.84412 | 313.428 | 143.5794 | 32.8963 | 457.0075 | 2171.6994 | 900 | 900 | 1271.6994
8 | 5 | 17 | 20.4 | 14.7 | 70 | 396 | 482 | 155 | 265.4742 | 25.5355 | 0 | 8.4645 | 128.042 | 141.7504 | 33.0136 | 141.7504 | 673.598 | 900 | 673.598 | 0
8 | 5 | 18 | 19.5 | 14.5 | 73 | 221 | 256 | 133 | 277.0275 | 16.0719 | 0 | 17.9281 | 7.1639 | 121.631 | 33.1206 | 121.631 | 577.9905 | 900 | 577.9905 | 0
8 | 5 | 19 | 17.8 | 14.4 | 80 | 75 | 53 | 65 | 288.2415 | 6.8826 | 0 | 27.1174 | 0 | 59.4437 | 33.2245 | 59.4437 | 282.4766 | 900 | 282.4766 | 0
8 | 5 | 20 | 16.3 | 15.1 | 93 | 8 | 0 | 8 | 299.7115 | -1.744 | 0 | 0 | 0 | 7.3162 | 33.3307 | 7.3162 | 34.7663 | 800 | 34.7663 | 0
8 | 5 | 21 | 15.2 | 14.5 | 96 | 0 | 0 | 0 | 311.9069 | -9.5854 | 0 | 0 | 0 | 0 | 33.4436 | 0 | 0 | 700 | 0 | 0
8 | 5 | 22 | 15.7 | 14.7 | 94 | 0 | 0 | 0 | 325.1551 | -15.8954 | 0 | 0 | 0 | 0 | 33.5663 | 0 | 0 | 600 | 0 | 0
8 | 5 | 23 | 15.5 | 14.4 | 93 | 0 | 0 | 0 | 339.5465 | -20.319 | 0 | 0 | 0 | 0 | 33.6995 | 0 | 0 | 500 | 0 | 0
8 | 5 | 24 | 14.5 | 14 | 97 | 0 | 0 | 0 | 354.8149 | -22.4409 | 0 | 0 | 0 | 0 | 33.8409 | 0 | 0 | 400 | 0 | 0
8 | 6 | 1 | 14.4 | 14 | 97 | 0 | 0 | 0 | 10.3384 | -22.0247 | 0 | 0 | 0 | 0 | 30.6513 | 0 | 0 | 350 | 0 | 0
8 | 6 | 2 | 14.4 | 14.2 | 99 | 0 | 0 | 0 | 25.3783 | -19.1195 | 0 | 0 | 0 | 0 | 30.7905 | 0 | 0 | 350 | 0 | 0
8 | 6 | 3 | 14.5 | 14.5 | 100 | 0 | 0 | 0 | 39.4139 | -14.0359 | 0 | 0 | 0 | 0 | 30.9205 | 0 | 0 | 350 | 0 | 0
8 | 6 | 4 | 14.7 | 14.5 | 99 | 0 | 0 | 0 | 52.3048 | -7.2133 | 0 | 0 | 0 | 0 | 31.0399 | 0 | 0 | 350 | 0 | 0
8 | 6 | 5 | 15.1 | 15.1 | 100 | 0 | 0 | 0 | 64.2333 | 1.1827 | 0 | 32.8173 | 0 | 0 | 31.1503 | 0 | 0 | 350 | 0 | 0
8 | 6 | 6 | 14.8 | 14.6 | 99 | 25 | 0 | 25 | 75.5809 | 9.7854 | 89.4191 | 24.2146 | 0 | 22.863 | 31.2554 | 22.863 | 108.6448 | 350 | 108.6448 | 0
8 | 6 | 7 | 15.7 | 15.5 | 99 | 126 | 98 | 100 | 86.857 | 19.1007 | 78.143 | 14.8993 | 37.226 | 91.4519 | 31.3598 | 91.4519 | 434.5793 | 350 | 350 | 84.5793
8 | 6 | 8 | 16.9 | 16 | 94 | 293 | 307 | 164 | 98.7087 | 28.5433 | 66.2913 | 5.4567 | 182.2502 | 149.9811 | 31.4695 | 149.9811 | 712.7101 | 350 | 350 | 362.7101
8 | 6 | 9 | 18.8 | 16.3 | 85 | 473 | 494 | 192 | 111.9962 | 37.6689 | 53.0038 | 3.6689 | 381.8531 | 175.5876 | 31.5926 | 557.4407 | 2648.9581 | 350 | 350 | 2298.9581
8 | 6 | 10 | 19.9 | 16.1 | 79 | 629 | 655 | 177 | 127.8788 | 45.8787 | 37.1212 | 11.8787 | 593.1357 | 161.8698 | 31.7396 | 755.0056 | 3587.7864 | 600 | 600 | 2987.7864
8 | 6 | 11 | 20.7 | 15.8 | 74 | 719 | 663 | 201 | 147.6408 | 52.2614 | 17.3592 | 18.2614 | 651.2537 | 183.8183 | 31.9226 | 835.072 | 3968.262 | 600 | 600 | 3368.262
8 | 6 | 12 | 20.3 | 16.5 | 79 | 646 | 312 | 386 | 171.5232 | 55.5812 | 6.5232 | 21.5812 | 311.3532 | 353.0043 | 32.1437 | 664.3575 | 3157.0267 | 600 | 600 | 2557.0267
8 | 6 | 13 | 20.3 | 15.6 | 74 | 500 | 131 | 389 | 196.8362 | 54.8724 | 31.8362 | 20.8724 | 124.6335 | 355.7478 | 32.3781 | 480.3813 | 2282.7719 | 600 | 600 | 1682.7719
8 | 6 | 14 | 19.2 | 14.8 | 76 | 626 | 311 | 373 | 219.447 | 50.3639 | 54.447 | 16.3639 | 263.064 | 341.1155 | 32.5875 | 604.1795 | 2871.0612 | 600 | 600 | 2271.0612
8 | 6 | 15 | 19.5 | 13.4 | 68 | 631 | 477 | 278 | 237.7677 | 43.2272 | 72.7677 | 9.2272 | 328.4185 | 254.2362 | 32.7571 | 582.6548 | 2768.7754 | 600 | 600 | 2168.7754
8 | 6 | 16 | 18.9 | 12.9 | 68 | 554 | 610 | 168 | 252.6159 | 34.6129 | 87.6159 | 0.61286 | 298.9375 | 153.6392 | 32.8946 | 452.5767 | 2150.6443 | 900 | 900 | 1250.6443
8 | 6 | 17 | 19 | 13.4 | 70 | 393 | 480 | 154 | 265.2953 | 25.3099 | 0 | 8.6901 | 126.7577 | 140.8359 | 33.012 | 140.8359 | 669.2522 | 900 | 669.2522 | 0
8 | 6 | 18 | 18.2 | 12.3 | 68 | 218 | 254 | 131 | 276.8604 | 15.8459 | 0 | 18.1541 | 6.6215 | 119.802 | 33.1191 | 119.802 | 569.2989 | 900 | 569.2989 | 0
8 | 6 | 19 | 16.9 | 11.3 | 70 | 73 | 49 | 64 | 288.0881 | 6.6537 | 0 | 27.3463 | 0 | 58.5292 | 33.223 | 58.5292 | 278.1308 | 900 | 278.1308 | 0
8 | 6 | 20 | 15.4 | 11.1 | 76 | 7 | 0 | 7 | 299.5749 | -2.006 | 0 | 0 | 0 | 6.4016 | 33.3294 | 6.4016 | 30.4206 | 800 | 30.4206 | 0
8 | 6 | 21 | 14.8 | 11 | 78 | 0 | 0 | 0 | 311.7929 | -9.8412 | 0 | 0 | 0 | 0 | 33.4425 | 0 | 0 | 700 | 0 | 0
8 | 6 | 22 | 14.4 | 11.4 | 82 | 0 | 0 | 0 | 325.0727 | -16.1631 | 0 | 0 | 0 | 0 | 33.5655 | 0 | 0 | 600 | 0 | 0
8 | 6 | 23 | 14.2 | 11.8 | 85 | 0 | 0 | 0 | 339.507 | -20.5957 | 0 | 0 | 0 | 0 | 33.6991 | 0 | 0 | 500 | 0 | 0
8 | 6 | 24 | 14.1 | 12.6 | 91 | 0 | 0 | 0 | 354.8271 | -22.72 | 0 | 0 | 0 | 0 | 33.841 | 0 | 0 | 400 | 0 | 0
8 | 7 | 1 | 14.1 | 13 | 93 | 0 | 0 | 0 | 10.4041 | -22.2976 | 0 | 0 | 0 | 0 | 30.6519 | 0 | 0 | 350 | 0 | 0
8 | 7 | 2 | 14 | 12.9 | 93 | 0 | 0 | 0 | 25.4904 | -19.3784 | 0 | 0 | 0 | 0 | 30.7916 | 0 | 0 | 350 | 0 | 0
8 | 7 | 3 | 13.8 | 12.8 | 94 | 0 | 0 | 0 | 39.5608 | -14.277 | 0 | 0 | 0 | 0 | 30.9219 | 0 | 0 | 350 | 0 | 0
8 | 7 | 4 | 14.1 | 12.5 | 90 | 0 | 0 | 0 | 52.476 | -7.4373 | 0 | 0 | 0 | 0 | 31.0414 | 0 | 0 | 350 | 0 | 0
8 | 7 | 5 | 14 | 12.7 | 92 | 0 | 0 | 0 | 64.422 | 0.99814 | 0 | 33.0019 | 0 | 0 | 31.1521 | 0 | 0 | 350 | 0 | 0
8 | 7 | 6 | 14.5 | 13.2 | 92 | 23 | 0 | 23 | 75.784 | 9.591 | 89.216 | 24.409 | 0 | 21.0339 | 31.2573 | 21.0339 | 99.9532 | 350 | 99.9532 | 0
8 | 7 | 7 | 16.1 | 14.4 | 90 | 131 | 151 | 92 | 87.0742 | 18.9102 | 77.9258 | 15.0898 | 57.2799 | 84.1357 | 31.3618 | 84.1357 | 399.813 | 350 | 350 | 49.813
8 | 7 | 8 | 17 | 14.9 | 87 | 240 | 100 | 198 | 98.9405 | 28.3506 | 66.0595 | 5.6494 | 59.3378 | 181.0747 | 31.4717 | 181.0747 | 860.4671 | 350 | 350 | 510.4671
8 | 7 | 9 | 17.8 | 13.8 | 77 | 288 | 75 | 246 | 112.2404 | 37.4656 | 52.7596 | 3.4656 | 57.9665 | 224.9716 | 31.5948 | 282.9381 | 1344.5218 | 350 | 350 | 994.5218
8 | 7 | 10 | 18.8 | 14.5 | 76 | 381 | 86 | 321 | 128.1225 | 45.6551 | 36.8775 | 11.6551 | 77.8765 | 293.5605 | 31.7419 | 371.437 | 1765.0688 | 600 | 600 | 1165.0688
8 | 7 | 11 | 19.6 | 13.9 | 70 | 675 | 494 | 290 | 147.8455 | 52.0099 | 17.1545 | 18.0099 | 485.2383 | 265.2104 | 31.9245 | 750.4487 | 3566.1324 | 600 | 600 | 2966.1324
8 | 7 | 12 | 18.5 | 13.8 | 74 | 646 | 316 | 383 | 171.622 | 55.3054 | 6.622 | 21.3054 | 315.3058 | 350.2607 | 32.1446 | 665.5665 | 3162.7718 | 600 | 600 | 2562.7718
8 | 7 | 13 | 19.1 | 13.7 | 71 | 657 | 280 | 421 | 196.7932 | 54.5919 | 31.7932 | 20.5919 | 266.3036 | 385.0124 | 32.3777 | 651.316 | 3095.0536 | 600 | 600 | 2495.0536
8 | 7 | 14 | 19.3 | 14.2 | 72 | 475 | 130 | 369 | 219.3052 | 50.0972 | 54.3052 | 16.0972 | 109.8865 | 337.4574 | 32.5862 | 447.344 | 2125.7786 | 600 | 600 | 1525.7786
8 | 7 | 15 | 19.1 | 14.5 | 75 | 666 | 495 | 302 | 237.587 | 42.9781 | 72.587 | 8.9781 | 340.3623 | 276.1847 | 32.7554 | 616.5469 | 2929.831 | 600 | 600 | 2329.831
8 | 7 | 16 | 19.1 | 14.8 | 76 | 554 | 638 | 153 | 252.4295 | 34.3763 | 87.4295 | 0.37634 | 311.8515 | 139.9214 | 32.8929 | 451.7729 | 2146.8247 | 900 | 900 | 1246.8247
8 | 7 | 17 | 18.3 | 14.5 | 78 | 389 | 477 | 154 | 265.116 | 25.0791 | 0 | 8.9209 | 125.1866 | 140.8359 | 33.0103 | 140.8359 | 669.2522 | 900 | 669.2522 | 0
8 | 7 | 18 | 17.7 | 14.8 | 83 | 212 | 240 | 131 | 276.6925 | 15.6149 | 0 | 18.3851 | 5.7815 | 119.802 | 33.1175 | 119.802 | 569.2989 | 900 | 569.2989 | 0
8 | 7 | 19 | 16.9 | 14.3 | 85 | 70 | 44 | 62 | 287.934 | 6.4201 | 0 | 27.5799 | 0 | 56.7002 | 33.2216 | 56.7002 | 269.4392 | 900 | 269.4392 | 0
8 | 7 | 20 | 16.3 | 14.4 | 88 | 7 | 0 | 7 | 299.4378 | -2.2694 | 0 | 0 | 0 | 6.4016 | 33.3281 | 6.4016 | 30.4206 | 800 | 30.4206 | 0
8 | 7 | 21 | 15.8 | 14.4 | 91 | 0 | 0 | 0 | 311.6787 | -10.102 | 0 | 0 | 0 | 0 | 33.4415 | 0 | 0 | 700 | 0 | 0
8 | 7 | 22 | 15.5 | 14.5 | 94 | 0 | 0 | 0 | 324.9908 | -16.4357 | 0 | 0 | 0 | 0 | 33.5647 | 0 | 0 | 600 | 0 | 0
8 | 7 | 23 | 15.5 | 14.5 | 94 | 0 | 0 | 0 | 339.4687 | -20.8773 | 0 | 0 | 0 | 0 | 33.6988 | 0 | 0 | 500 | 0 | 0
8 | 7 | 24 | 15.5 | 14.6 | 94 | 0 | 0 | 0 | 354.8418 | -23.0036 | 0 | 0 | 0 | 0 | 33.8411 | 0 | 0 | 400 | 0 | 0
8 | 8 | 1 | 15.5 | 14.6 | 94 | 0 | 0 | 0 | 10.4733 | -22.5744 | 0 | 0 | 0 | 0 | 30.6525 | 0 | 0 | 350 | 0 | 0
8 | 8 | 2 | 15.6 | 15.1 | 97 | 0 | 0 | 0 | 25.6066 | -19.6408 | 0 | 0 | 0 | 0 | 30.7927 | 0 | 0 | 350 | 0 | 0
8 | 8 | 3 | 15.6 | 15.1 | 97 | 0 | 0 | 0 | 39.7122 | -14.521 | 0 | 0 | 0 | 0 | 30.9233 | 0 | 0 | 350 | 0 | 0
8 | 8 | 4 | 15.6 | 14.9 | 96 | 0 | 0 | 0 | 52.6517 | -7.6635 | 0 | 0 | 0 | 0 | 31.0431 | 0 | 0 | 350 | 0 | 0
8 | 8 | 5 | 15.6 | 15.1 | 97 | 0 | 0 | 0 | 64.6151 | 0.81374 | 0 | 33.1863 | 0 | 0 | 31.1538 | 0 | 0 | 350 | 0 | 0
8 | 8 | 6 | 15.8 | 15.3 | 97 | 23 | 0 | 23 | 75.9915 | 9.3948 | 89.0085 | 24.6052 | 0 | 21.0339 | 31.2592 | 21.0339 | 99.9532 | 350 | 99.9532 | 0
8 | 8 | 7 | 16.4 | 15.6 | 95 | 121 | 92 | 97 | 87.2959 | 18.7178 | 77.7041 | 15.2822 | 34.8525 | 88.7083 | 31.3639 | 88.7083 | 421.5419 | 350 | 350 | 71.5419
8 | 8 | 8 | 17.6 | 15.9 | 90 | 297 | 299 | 173 | 99.1767 | 28.1558 | 65.8233 | 5.8442 | 177.3419 | 158.2118 | 31.4739 | 158.2118 | 751.8222 | 350 | 350 | 401.8222
8 | 8 | 9 | 18.4 | 16.1 | 86 | 471 | 566 | 153 | 112.489 | 37.2597 | 52.511 | 3.2597 | 437.4001 | 139.9214 | 31.5971 | 577.3215 | 2743.4318 | 350 | 350 | 2393.4318
8 | 8 | 10 | 19.4 | 15.9 | 80 | 624 | 657 | 174 | 128.3705 | 45.4284 | 36.6295 | 11.4284 | 594.9287 | 159.1263 | 31.7442 | 754.055 | 3583.2694 | 600 | 600 | 2983.2694
8 | 8 | 11 | 20 | 15.8 | 77 | 739 | 734 | 169 | 148.054 | 51.7548 | 16.946 | 17.7548 | 720.9541 | 154.5537 | 31.9264 | 875.5078 | 4160.4129 | 600 | 600 | 3560.4129
8 | 8 | 12 | 21.6 | 16.2 | 71 | 806 | 775 | 164 | 171.7243 | 55.0256 | 6.7243 | 21.0256 | 773.1791 | 149.9811 | 32.1456 | 923.1602 | 4386.8571 | 600 | 600 | 3786.8571
8 | 8 | 13 | 22 | 16.3 | 70 | 819 | 779 | 165 | 196.7536 | 54.3067 | 31.7536 | 20.3067 | 740.6177 | 150.8956 | 32.3773 | 891.5133 | 4236.4711 | 600 | 600 | 3636.4711
8 | 8 | 14 | 22.4 | 15.6 | 65 | 779 | 768 | 159 | 219.1656 | 49.8253 | 54.1656 | 15.8253 | 648.6903 | 145.4085 | 32.5849 | 794.0988 | 3773.5577 | 600 | 600 | 3173.5577
8 | 8 | 15 | 22.4 | 15.5 | 65 | 687 | 708 | 167 | 237.4072 | 42.7237 | 72.4072 | 8.7237 | 486.1388 | 152.7246 | 32.7538 | 638.8635 | 3035.8791 | 600 | 600 | 2435.8791
8 | 8 | 16 | 22.6 | 16.4 | 68 | 550 | 628 | 157 | 252.2431 | 34.1347 | 87.2431 | 0.13465 | 306.1301 | 143.5794 | 32.8911 | 449.7095 | 2137.0197 | 900 | 900 | 1237.0197
8 | 8 | 17 | 21.9 | 16 | 69 | 384 | 471 | 154 | 264.9363 | 24.8433 | 0 | 9.1567 | 122.8129 | 140.8359 | 33.0087 | 140.8359 | 669.2522 | 900 | 669.2522 | 0
8 | 8 | 18 | 21.2 | 15.7 | 71 | 210 | 242 | 129 | 276.524 | 15.379 | 0 | 18.621 | 5.3354 | 117.9729 | 33.116 | 117.9729 | 560.6073 | 900 | 560.6073 | 0
8 | 8 | 19 | 20.2 | 15.5 | 74 | 67 | 40 | 60 | 287.7792 | 6.1818 | 0 | 27.8182 | 0 | 54.8711 | 33.2202 | 54.8711 | 260.7476 | 900 | 260.7476 | 0
8 | 8 | 20 | 18.9 | 15.7 | 82 | 6 | 0 | 6 | 299.3001 | -2.535 | 0 | 0 | 0 | 5.4871 | 33.3269 | 5.4871 | 26.0748 | 800 | 26.0748 | 0
8 | 8 | 21 | 18.5 | 15.6 | 83 | 0 | 0 | 0 | 311.5644 | -10.3677 | 0 | 0 | 0 | 0 | 33.4404 | 0 | 0 | 700 | 0 | 0
8 | 8 | 22 | 18.1 | 15.7 | 86 | 0 | 0 | 0 | 324.9093 | -16.7132 | 0 | 0 | 0 | 0 | 33.564 | 0 | 0 | 600 | 0 | 0
8 | 8 | 23 | 17.7 | 16.1 | 90 | 0 | 0 | 0 | 339.4318 | -21.1636 | 0 | 0 | 0 | 0 | 33.6984 | 0 | 0 | 500 | 0 | 0
8 | 8 | 24 | 17.3 | 16.2 | 93 | 0 | 0 | 0 | 354.8588 | -23.2917 | 0 | 0 | 0 | 0 | 33.8413 | 0 | 0 | 400 | 0 | 0
8 | 9 | 1 | 17.3 | 16.3 | 94 | 0 | 0 | 0 | 10.5459 | -22.8552 | 0 | 0 | 0 | 0 | 30.6532 | 0 | 0 | 350 | 0 | 0
8 | 9 | 2 | 17.4 | 16.2 | 93 | 0 | 0 | 0 | 25.727 | -19.9066 | 0 | 0 | 0 | 0 | 30.7938 | 0 | 0 | 350 | 0 | 0
8 | 9 | 3 | 17.7 | 16.2 | 91 | 0 | 0 | 0 | 39.8681 | -14.7678 | 0 | 0 | 0 | 0 | 30.9247 | 0 | 0 | 350 | 0 | 0
8 | 9 | 4 | 17.6 | 16.4 | 93 | 0 | 0 | 0 | 52.832 | -7.892 | 0 | 0 | 0 | 0 | 31.0447 | 0 | 0 | 350 | 0 | 0
8 | 9 | 5 | 17.1 | 16.3 | 95 | 0 | 0 | 0 | 64.8128 | 0.62978 | 0 | 33.3702 | 0 | 0 | 31.1557 | 0 | 0 | 350 | 0 | 0
8 | 9 | 6 | 17.1 | 16.3 | 95 | 13 | 0 | 13 | 76.2035 | 9.1968 | 88.7965 | 24.8032 | 0 | 11.8887 | 31.2611 | 11.8887 | 56.4953 | 350 | 56.4953 | 0
8 | 9 | 7 | 17.7 | 16.5 | 93 | 104 | 40 | 94 | 87.5219 | 18.5234 | 77.4781 | 15.4766 | 15.1335 | 85.9648 | 31.3659 | 85.9648 | 408.5046 | 350 | 350 | 58.5046
8 | 9 | 8 | 17.8 | 16.5 | 92 | 235 | 148 | 174 | 99.4174 | 27.9588 | 65.5826 | 6.0412 | 87.7437 | 159.1263 | 31.4761 | 159.1263 | 756.168 | 350 | 350 | 406.168
8 | 9 | 9 | 19.7 | 17.1 | 85 | 451 | 429 | 211 | 112.7419 | 37.0515 | 52.2581 | 3.0515 | 331.4873 | 192.9635 | 31.5995 | 524.4508 | 2492.1901 | 350 | 350 | 2142.1901
8 | 9 | 10 | 21.3 | 17.6 | 79 | 613 | 648 | 171 | 128.6225 | 45.1988 | 36.3775 | 11.1988 | 586.7618 | 156.3827 | 31.7465 | 743.1445 | 3531.4226 | 600 | 600 | 2931.4226
8 | 9 | 11 | 20.7 | 17.3 | 81 | 445 | 134 | 342 | 148.2662 | 51.4961 | 16.7338 | 17.4961 | 131.6107 | 312.7654 | 31.9284 | 444.3761 | 2111.6755 | 600 | 600 | 1511.6755
8 | 9 | 12 | 22.5 | 17.9 | 75 | 726 | 524 | 293 | 171.8301 | 54.7416 | 6.8301 | 20.7416 | 522.6732 | 267.954 | 32.1466 | 790.6272 | 3757.0604 | 600 | 600 | 3157.0604
8 | 9 | 13 | 24 | 17.6 | 67 | 806 | 717 | 207 | 196.7171 | 54.0169 | 31.7171 | 20.0169 | 681.3889 | 189.3054 | 32.377 | 870.6943 | 4137.5393 | 600 | 600 | 3537.5393
8 | 9 | 14 | 23.5 | 17.1 | 67 | 617 | 327 | 354 | 219.0283 | 49.5484 | 54.0283 | 15.5484 | 275.9774 | 323.7397 | 32.5836 | 599.7171 | 2849.8555 | 600 | 600 | 2249.8555
8 | 9 | 15 | 24.4 | 17.7 | 66 | 543 | 316 | 311 | 237.2285 | 42.4642 | 72.2285 | 8.4642 | 216.6549 | 284.4153 | 32.7521 | 501.0702 | 2381.0856 | 600 | 600 | 1781.0856
8 | 9 | 16 | 22.8 | 17.5 | 72 | 330 | 94 | 272 | 252.0569 | 33.8879 | 87.0569 | 0.11214 | 45.6915 | 248.7491 | 32.8894 | 294.4406 | 1399.1818 | 900 | 900 | 499.1818
8 | 9 | 17 | 22.3 | 17.3 | 73 | 230 | 26 | 217 | 264.7562 | 24.6025 | 0 | 9.3975 | 6.7337 | 198.4506 | 33.007 | 198.4506 | 943.0371 | 900 | 900 | 43.0371
8 | 9 | 18 | 21.6 | 17.2 | 76 | 125 | 20 | 118 | 276.3548 | 15.1382 | 0 | 18.8618 | 0.39884 | 107.9132 | 33.1144 | 107.9132 | 512.8036 | 900 | 512.8036 | 0
8 | 9 | 19 | 20.6 | 17 | 80 | 39 | 0 | 39 | 287.6237 | 5.9391 | 0 | 28.0609 | 0 | 35.6662 | 33.2187 | 35.6662 | 169.4859 | 900 | 169.4859 | 0
8 | 9 | 20 | 19.4 | 16.9 | 85 | 3 | 0 | 3 | 299.1619 | -2.8033 | 0 | 0 | 0 | 2.7436 | 33.3256 | 2.7436 | 13.0374 | 800 | 13.0374 | 0
8 | 9 | 21 | 18.9 | 17.1 | 89 | 0 | 0 | 0 | 311.4498 | -10.6381 | 0 | 0 | 0 | 0 | 33.4393 | 0 | 0 | 700 | 0 | 0
8 | 9 | 22 | 18.5 | 16.8 | 90 | 0 | 0 | 0 | 324.8282 | -16.9954 | 0 | 0 | 0 | 0 | 33.5632 | 0 | 0 | 600 | 0 | 0
8 | 9 | 23 | 18.2 | 16.6 | 90 | 0 | 0 | 0 | 339.3962 | -21.4545 | 0 | 0 | 0 | 0 | 33.6981 | 0 | 0 | 500 | 0 | 0
8 | 9 | 24 | 17.8 | 16.4 | 92 | 0 | 0 | 0 | 354.8784 | -23.5841 | 0 | 0 | 0 | 0 | 33.8415 | 0 | 0 | 400 | 0 | 0
8 | 10 | 1 | 17.3 | 16.4 | 94 | 0 | 0 | 0 | 10.6219 | -23.1399 | 0 | 0 | 0 | 0 | 30.6539 | 0 | 0 | 350 | 0 | 0
8 | 10 | 2 | 17.6 | 16.6 | 94 | 0 | 0 | 0 | 25.8516 | -20.1756 | 0 | 0 | 0 | 0 | 30.7949 | 0 | 0 | 350 | 0 | 0
8 | 10 | 3 | 17.4 | 16.6 | 95 | 0 | 0 | 0 | 40.0284 | -15.0172 | 0 | 0 | 0 | 0 | 30.9262 | 0 | 0 | 350 | 0 | 0
8 | 10 | 4 | 17 | 16.5 | 97 | 0 | 0 | 0 | 53.0168 | -8.1227 | 0 | 0 | 0 | 0 | 31.0465 | 0 | 0 | 350 | 0 | 0
8 | 10 | 5 | 16.6 | 16.2 | 97 | 0 | 0 | 0 | 65.0149 | 0.44656 | 0 | 33.5534 | 0 | 0 | 31.1575 | 0 | 0 | 350 | 0 | 0
8 | 10 | 6 | 16.4 | 15.9 | 97 | 12 | 0 | 12 | 76.4199 | 8.997 | 88.5801 | 25.003 | 0 | 10.9742 | 31.2631 | 10.9742 | 52.1495 | 350 | 52.1495 | 0
8 | 10 | 7 | 16.2 | 16.2 | 100 | 38 | 0 | 38 | 87.7523 | 18.3273 | 77.2477 | 15.6727 | 0 | 34.7517 | 31.3681 | 34.7517 | 165.1401 | 350 | 165.1401 | 0
8 | 10 | 8 | 16.3 | 16.1 | 99 | 87 | 0 | 87 | 99.6622 | 27.7599 | 65.3378 | 6.2401 | 0 | 79.5631 | 31.4784 | 79.5631 | 378.084 | 350 | 350 | 28.084
8 | 10 | 9 | 16.6 | 16.2 | 97 | 139 | 0 | 139 | 112.999 | 36.8408 | 52.001 | 2.8408 | 0 | 127.1181 | 31.6018 | 127.1181 | 604.0653 | 350 | 350 | 254.0653
8 | 10 | 10 | 17.2 | 16.2 | 94 | 185 | 2 | 184 | 128.8784 | 44.9663 | 36.1216 | 10.9663 | 1.8109 | 168.2715 | 31.7489 | 170.0824 | 808.2315 | 600 | 600 | 208.2315
8 | 10 | 11 | 17.2 | 16.2 | 94 | 220 | 3 | 217 | 148.482 | 51.234 | 16.518 | 17.234 | 2.9463 | 198.4506 | 31.9304 | 201.3969 | 957.0378 | 600 | 600 | 357.0378
8 | 10 | 12 | 17.1 | 16.1 | 94 | 240 | 4 | 236 | 171.9392 | 54.4536 | 6.9392 | 20.4536 | 3.989 | 215.8264 | 32.1476 | 219.8155 | 1044.563 | 600 | 600 | 444.563
8 | 10 | 13 | 18.3 | 16.6 | 90 | 244 | 4 | 240 | 196.6838 | 53.7225 | 31.6838 | 19.7225 | 3.7996 | 219.4845 | 32.3767 | 223.2841 | 1061.046 | 600 | 600 | 461.046
8 | 10 | 14 | 18 | 16.5 | 91 | 231 | 4 | 228 | 218.8933 | 49.2666 | 53.8933 | 15.2666 | 3.3729 | 208.5103 | 32.5823 | 211.8832 | 1006.8691 | 600 | 600 | 406.8691
8 | 10 | 15 | 18.5 | 15.1 | 81 | 412 | 88 | 347 | 237.0508 | 42.1996 | 72.0508 | 8.1996 | 60.2395 | 317.338 | 32.7505 | 377.5775 | 1794.2484 | 600 | 600 | 1194.2484
8 | 10 | 16 | 18.5 | 16.7 | 89 | 523 | 478 | 227 | 251.8709 | 33.636 | 86.8709 | 0.36396 | 231.6532 | 207.5958 | 32.8877 | 439.249 | 2087.3111 | 900 | 900 | 1187.3111
8 | 10 | 17 | 19.2 | 16.7 | 85 | 376 | 463 | 153 | 264.5757 | 24.3567 | 0 | 9.6433 | 119.0677 | 139.9214 | 33.0053 | 139.9214 | 664.9064 | 900 | 664.9064 | 0
8 | 10 | 18 | 18.7 | 16.5 | 87 | 203 | 234 | 126 | 276.1852 | 14.8926 | 0 | 19.1074 | 4.1593 | 115.2294 | 33.1128 | 115.2294 | 547.57 | 900 | 547.57 | 0
8 | 10 | 19 | 17.9 | 15.9 | 88 | 62 | 35 | 56 | 287.4676 | 5.6919 | 0 | 28.3081 | 0 | 51.2131 | 33.2173 | 51.2131 | 243.3644 | 900 | 243.3644 | 0
8 | 10 | 20 | 17.3 | 15.6 | 90 | 5 | 0 | 5 | 299.0232 | -3.0748 | 0 | 0 | 0 | 4.5726 | 33.3243 | 4.5726 | 21.729 | 800 | 21.729 | 0
8 | 10 | 21 | 16.8 | 15.4 | 91 | 0 | 0 | 0 | 311.3351 | -10.9133 | 0 | 0 | 0 | 0 | 33.4383 | 0 | 0 | 700 | 0 | 0
8 | 10 | 22 | 16.6 | 15.4 | 93 | 0 | 0 | 0 | 324.7476 | -17.2824 | 0 | 0 | 0 | 0 | 33.5625 | 0 | 0 | 600 | 0 | 0
8 | 10 | 23 | 16.6 | 15.2 | 91 | 0 | 0 | 0 | 339.3619 | -21.75 | 0 | 0 | 0 | 0 | 33.6978 | 0 | 0 | 500 | 0 | 0
8 | 10 | 24 | 16.1 | 15.1 | 94 | 0 | 0 | 0 | 354.9003 | -23.8808 | 0 | 0 | 0 | 0 | 33.8417 | 0 | 0 | 400 | 0 | 0
8 | 11 | 1 | 15.8 | 14.6 | 93 | 0 | 0 | 0 | 10.7014 | -23.4283 | 0 | 0 | 0 | 0 | 30.6546 | 0 | 0 | 350 | 0 | 0
8 | 11 | 2 | 15.2 | 14.7 | 97 | 0 | 0 | 0 | 25.9803 | -20.4478 | 0 | 0 | 0 | 0 | 30.7961 | 0 | 0 | 350 | 0 | 0
8 | 11 | 3 | 15.3 | 14.9 | 97 | 0 | 0 | 0 | 40.1932 | -15.2693 | 0 | 0 | 0 | 0 | 30.9277 | 0 | 0 | 350 | 0 | 0
8 | 11 | 4 | 15.3 | 14.9 | 97 | 0 | 0 | 0 | 53.2061 | -8.3555 | 0 | 0 | 0 | 0 | 31.0482 | 0 | 0 | 350 | 0 | 0
8 | 11 | 5 | 15.3 | 14.6 | 96 | 0 | 0 | 0 | 65.2214 | 0.2644 | 0 | 33.7356 | 0 | 0 | 31.1595 | 0 | 0 | 350 | 0 | 0
8 | 11 | 6 | 15.4 | 14.7 | 96 | 12 | 0 | 12 | 76.6406 | 8.7956 | 88.3594 | 25.2044 | 0 | 10.9742 | 31.2652 | 10.9742 | 52.1495 | 350 | 52.1495 | 0
8 | 11 | 7 | 15.8 | 14.7 | 93 | 76 | 0 | 76 | 87.9869 | 18.1293 | 77.0131 | 15.8707 | 0 | 69.5034 | 31.3702 | 69.5034 | 330.2803 | 350 | 330.2803 | 0
8 | 11 | 8 | 16.1 | 14.7 | 91 | 175 | 30 | 163 | 99.9113 | 27.5589 | 65.0887 | 6.4411 | 17.7713 | 149.0666 | 31.4807 | 149.0666 | 708.3643 | 350 | 350 | 358.3643
8 | 11 | 9 | 16.5 | 14.6 | 89 | 280 | 68 | 242 | 113.2601 | 36.6277 | 51.7399 | 2.6277 | 52.5305 | 221.3135 | 31.6043 | 273.844 | 1301.3068 | 350 | 350 | 951.3068
8 | 11 | 10 | 16.7 | 14.8 | 89 | 373 | 85 | 315 | 129.1382 | 44.7309 | 35.8618 | 10.7309 | 76.96 | 288.0734 | 31.7513 | 365.0334 | 1734.6389 | 600 | 600 | 1134.6389
8 | 11 | 11 | 16.8 | 14.9 | 89 | 443 | 110 | 358 | 148.701 | 50.9685 | 16.299 | 16.9685 | 108.0193 | 327.3977 | 31.9324 | 435.417 | 2069.1018 | 600 | 600 | 1469.1018
8 | 11 | 12 | 17.1 | 14.8 | 86 | 483 | 114 | 390 | 172.0515 | 54.1616 | 7.0515 | 20.1616 | 113.659 | 356.6623 | 32.1486 | 470.3213 | 2234.967 | 600 | 600 | 1634.967
8 | 11 | 13 | 16.9 | 15 | 89 | 381 | 19 | 365 | 196.6536 | 53.4236 | 31.6536 | 19.4236 | 18.0389 | 333.7994 | 32.3764 | 351.8383 | 1671.9356 | 600 | 600 | 1071.9356
8 | 11 | 14 | 16.7 | 15.2 | 91 | 231 | 2 | 229 | 218.7605 | 48.9799 | 53.7605 | 14.9799 | 1.6849 | 209.4248 | 32.5811 | 211.1097 | 1003.1934 | 600 | 600 | 403.1934
8 | 11 | 15 | 16.6 | 14.9 | 90 | 203 | 3 | 201 | 236.8743 | 41.9301 | 71.8743 | 7.9301 | 2.0502 | 183.8183 | 32.7488 | 185.8685 | 883.2471 | 600 | 600 | 283.2471
8 | 11 | 16 | 16.5 | 14.9 | 90 | 162 | 0 | 162 | 251.6852 | 33.3793 | 86.6852 | 0.62072 | 0 | 148.152 | 32.886 | 148.152 | 704.0185 | 900 | 704.0185 | 0
8 | 11 | 17 | 16.7 | 15 | 90 | 112 | 0 | 112 | 264.3951 | 24.1061 | 0 | 9.8939 | 0 | 102.4261 | 33.0037 | 102.4261 | 486.7288 | 900 | 486.7288 | 0
8 | 11 | 18 | 16.5 | 14.9 | 90 | 60 | 0 | 60 | 276.015 | 14.6423 | 0 | 19.3577 | 0 | 54.8711 | 33.1113 | 54.8711 | 260.7476 | 900 | 260.7476 | 0
8 | 11 | 19 | 16.2 | 14.8 | 91 | 36 | 0 | 36 | 287.311 | 5.4405 | 0 | 28.5595 | 0 | 32.9227 | 33.2158 | 32.9227 | 156.4486 | 900 | 156.4486 | 0
8 | 11 | 20 | 15.6 | 14.6 | 94 | 3 | 0 | 3 | 298.8841 | -3.3497 | 0 | 0 | 0 | 2.7436 | 33.323 | 2.7436 | 13.0374 | 800 | 13.0374 | 0
8 | 11 | 21 | 14.2 | 13.7 | 97 | 0 | 0 | 0 | 311.2202 | -11.1931 | 0 | 0 | 0 | 0 | 33.4372 | 0 | 0 | 700 | 0 | 0
8 | 11 | 22 | 13.6 | 13.6 | 100 | 0 | 0 | 0 | 324.6674 | -17.574 | 0 | 0 | 0 | 0 | 33.5617 | 0 | 0 | 600 | 0 | 0
8 | 11 | 23 | 13.5 | 13.5 | 100 | 0 | 0 | 0 | 339.329 | -22.05 | 0 | 0 | 0 | 0 | 33.6975 | 0 | 0 | 500 | 0 | 0
8 | 11 | 24 | 12.9 | 12.9 | 100 | 0 | 0 | 0 | 354.9247 | -24.1816 | 0 | 0 | 0 | 0 | 33.8419 | 0 | 0 | 400 | 0 | 0
8 | 12 | 1 | 12.5 | 12.5 | 100 | 0 | 0 | 0 | 10.7844 | -23.7205 | 0 | 0 | 0 | 0 | 30.6554 | 0 | 0 | 350 | 0 | 0
8 | 12 | 2 | 12.7 | 12.7 | 100 | 0 | 0 | 0 | 26.1131 | -20.7231 | 0 | 0 | 0 | 0 | 30.7973 | 0 | 0 | 350 | 0 | 0
8 | 12 | 3 | 12.7 | 12.7 | 100 | 0 | 0 | 0 | 40.3624 | -15.5239 | 0 | 0 | 0 | 0 | 30.9293 | 0 | 0 | 350 | 0 | 0
8 | 12 | 4 | 13.2 | 13.2 | 100 | 0 | 0 | 0 | 53.3997 | -8.5904 | 0 | 0 | 0 | 0 | 31.05 | 0 | 0 | 350 | 0 | 0
8 | 12 | 5 | 12.7 | 12.7 | 100 | 0 | 0 | 0 | 65.4322 | 0.083657 | 0 | 33.9163 | 0 | 0 | 31.1614 | 0 | 0 | 350 | 0 | 0
8 | 12 | 6 | 12.3 | 12.3 | 100 | 19 | 0 | 19 | 76.8654 | 8.5926 | 88.1346 | 25.4074 | 0 | 17.3759 | 31.2673 | 17.3759 | 82.5701 | 350 | 82.5701 | 0
8 | 12 | 7 | 14.5 | 14.5 | 100 | 122 | 144 | 88 | 88.2256 | 17.9296 | 76.7744 | 16.0704 | 54.2793 | 80.4777 | 31.3725 | 80.4777 | 382.4298 | 350 | 350 | 32.4298
8 | 12 | 8 | 15.9 | 14.7 | 93 | 285 | 329 | 152 | 100.1644 | 27.3559 | 64.8356 | 6.6441 | 194.8152 | 139.0069 | 31.483 | 139.0069 | 660.5606 | 350 | 350 | 310.5606
8 | 12 | 9 | 16.9 | 15.4 | 91 | 459 | 556 | 153 | 113.5252 | 36.4123 | 51.4748 | 2.4123 | 429.4591 | 139.9214 | 31.6067 | 569.3804 | 2705.6958 | 350 | 350 | 2355.6958
8 | 12 | 10 | 15.9 | 15 | 94 | 184 | 1 | 183 | 129.4015 | 44.4927 | 35.5985 | 10.4927 | 0.90535 | 167.3569 | 31.7537 | 168.2623 | 799.5824 | 600 | 600 | 199.5824
8 | 12 | 11 | 15.8 | 15.1 | 96 | 218 | 3 | 216 | 148.9232 | 50.6996 | 16.0768 | 16.6996 | 2.9456 | 197.5361 | 31.9345 | 200.4817 | 952.6889 | 600 | 600 | 352.6889
8 | 12 | 12 | 16.2 | 15.4 | 95 | 238 | 4 | 235 | 172.1667 | 53.8657 | 7.1667 | 19.8657 | 3.9869 | 214.9119 | 32.1497 | 218.8988 | 1040.2073 | 600 | 600 | 440.2073
8 | 12 | 13 | 16.5 | 15.5 | 94 | 489 | 160 | 356 | 196.6265 | 53.1204 | 31.6265 | 19.1204 | 151.8235 | 325.5687 | 32.3762 | 477.3922 | 2268.5676 | 600 | 600 | 1668.5676
8 | 12 | 14 | 17.3 | 15.6 | 90 | 609 | 308 | 365 | 218.63 | 48.6884 | 53.63 | 14.6884 | 259.2197 | 333.7994 | 32.5799 | 593.0191 | 2818.0265 | 600 | 600 | 2218.0265
8 | 12 | 15 | 19.2 | 16.4 | 84 | 670 | 630 | 216 | 236.699 | 41.6556 | 71.699 | 7.6556 | 429.7953 | 197.5361 | 32.7472 | 627.3314 | 2981.0787 | 600 | 600 | 2381.0787
8 | 12 | 16 | 19.3 | 14.9 | 76 | 517 | 518 | 199 | 251.4998 | 33.1177 | 86.4998 | 0.88235 | 249.4413 | 181.9892 | 32.8843 | 431.4305 | 2050.1579 | 900 | 900 | 1150.1579
8 | 12 | 17 | 18.9 | 14.8 | 77 | 294 | 178 | 209 | 264.2143 | 23.8508 | 0 | 10.1492 | 45.093 | 191.1344 | 33.002 | 191.1344 | 908.2708 | 900 | 900 | 8.2708
8 | 12 | 18 | 19.8 | 14.9 | 73 | 118 | 14 | 114 | 275.8444 | 14.3874 | 0 | 19.6126 | 0.18562 | 104.2551 | 33.1097 | 104.2551 | 495.4204 | 900 | 495.4204 | 0
8 | 12 | 19 | 17.2 | 15 | 87 | 34 | 0 | 34 | 287.1539 | 5.185 | 0 | 28.815 | 0 | 31.0936 | 33.2144 | 31.0936 | 147.757 | 900 | 147.757 | 0
8 | 12 | 20 | 16 | 15 | 94 | 3 | 0 | 3 | 298.7446 | -3.6281 | 0 | 0 | 0 | 2.7436 | 33.3217 | 2.7436 | 13.0374 | 800 | 13.0374 | 0
8 | 12 | 21 | 15.5 | 14.8 | 96 | 0 | 0 | 0 | 311.1052 | -11.4775 | 0 | 0 | 0 | 0 | 33.4362 | 0 | 0 | 700 | 0 | 0
8 | 12 | 22 | 15.1 | 14.7 | 97 | 0 | 0 | 0 | 324.5876 | -17.8701 | 0 | 0 | 0 | 0 | 33.561 | 0 | 0 | 600 | 0 | 0
8 | 12 | 23 | 14.8 | 14.6 | 99 | 0 | 0 | 0 | 339.2974 | -22.3544 | 0 | 0 | 0 | 0 | 33.6972 | 0 | 0 | 500 | 0 | 0
8 | 12 | 24 | 14.4 | 14.4 | 100 | 0 | 0 | 0 | 354.9515 | -24.4866 | 0 | 0 | 0 | 0 | 33.8421 | 0 | 0 | 400 | 0 | 0
8 | 13 | 1 | 13.9 | 13.5 | 97 | 0 | 0 | 0 | 10.8709 | -24.0162 | 0 | 0 | 0 | 0 | 30.6562 | 0 | 0 | 350 | 0 | 0
8 | 13 | 2 | 14.2 | 13.8 | 97 | 0 | 0 | 0 | 26.25 | -21.0014 | 0 | 0 | 0 | 0 | 30.7986 | 0 | 0 | 350 | 0 | 0
8 | 13 | 3 | 14.5 | 14.3 | 99 | 0 | 0 | 0 | 40.5359 | -15.7809 | 0 | 0 | 0 | 0 | 30.9309 | 0 | 0 | 350 | 0 | 0
8 | 13 | 4 | 14.7 | 14.1 | 96 | 0 | 0 | 0 | 53.5978 | -8.8272 | 0 | 0 | 0 | 0 | 31.0518 | 0 | 0 | 350 | 0 | 0
8 | 13 | 5 | 14.5 | 14.1 | 97 | 0 | 0 | 0 | 65.6472 | -0.21393 | 0 | 0 | 0 | 0 | 31.1634 | 0 | 0 | 350 | 0 | 0
8 | 13 | 6 | 14.8 | 13.6 | 93 | 18 | 0 | 18 | 77.0944 | 8.388 | 87.9056 | 25.612 | 0 | 16.4613 | 31.2694 | 16.4613 | 78.2243 | 350 | 78.2243 | 0
8 | 13 | 7 | 16.2 | 13.7 | 85 | 120 | 139 | 86 | 88.4683 | 17.7282 | 76.5317 | 16.2718 | 52.3333 | 78.6486 | 31.3747 | 78.6486 | 373.7382 | 350 | 350 | 23.7382
8 | 13 | 8 | 16.9 | 13.9 | 82 | 282 | 329 | 151 | 100.4214 | 27.151 | 64.5786 | 6.849 | 194.74 | 138.0923 | 31.4854 | 138.0923 | 656.2148 | 350 | 350 | 306.2148
8 | 13 | 9 | 18.5 | 14.7 | 79 | 456 | 554 | 152 | 113.794 | 36.1946 | 51.206 | 2.1946 | 427.8577 | 139.0069 | 31.6092 | 566.8645 | 2693.7402 | 350 | 350 | 2343.7402
8 | 13 | 10 | 18.9 | 15.4 | 80 | 608 | 648 | 173 | 129.6682 | 44.2516 | 35.3318 | 10.2516 | 586.6204 | 158.2118 | 31.7562 | 744.8322 | 3539.4425 | 600 | 600 | 2939.4425
8 | 13 | 11 | 20.1 | 15 | 72 | 724 | 718 | 177 | 149.1484 | 50.4273 | 15.8516 | 16.4273 | 704.8799 | 161.8698 | 31.9366 | 866.7497 | 4118.7948 | 600 | 600 | 3518.7948
8 | 13 | 12 | 21.7 | 15.2 | 67 | 791 | 775 | 159 | 172.2849 | 53.5661 | 7.2849 | 19.5661 | 772.2232 | 145.4085 | 32.1508 | 917.6317 | 4360.586 | 600 | 600 | 3760.586
8 | 13 | 13 | 21.7 | 15 | 66 | 804 | 780 | 160 | 196.6023 | 52.8129 | 31.6023 | 18.8129 | 739.6987 | 146.323 | 32.3759 | 886.0218 | 4210.3754 | 600 | 600 | 3610.3754
8 | 13 | 14 | 22.1 | 14.8 | 63 | 762 | 766 | 155 | 218.5019 | 48.3923 | 53.5019 | 14.3923 | 644.0053 | 141.7504 | 32.5787 | 785.7557 | 3733.9112 | 600 | 600 | 3133.9112
8 | 13 | 15 | 22.1 | 15.1 | 65 | 668 | 694 | 170 | 236.525 | 41.3763 | 71.525 | 7.3763 | 472.5903 | 155.4682 | 32.7456 | 628.0585 | 2984.5342 | 600 | 600 | 2384.5342
8 | 13 | 16 | 21.2 | 14.4 | 65 | 532 | 611 | 160 | 251.3148 | 32.8513 | 86.3148 | 1.1487 | 293.2272 | 146.323 | 32.8825 | 146.323 | 695.3269 | 900 | 695.3269 | 0
8 | 13 | 17 | 20.9 | 14.1 | 65 | 365 | 456 | 150 | 264.0333 | 23.5908 | 0 | 10.4092 | 114.6025 | 137.1778 | 33.0003 | 137.1778 | 651.869 | 900 | 651.869 | 0
8 | 13 | 18 | 19.2 | 12.7 | 66 | 192 | 227 | 120 | 275.6735 | 14.1279 | 0 | 19.8721 | 2.4768 | 109.7423 | 33.1081 | 109.7423 | 521.4952 | 900 | 521.4952 | 0
8 | 13 | 19 | 17.9 | 12.2 | 69 | 54 | 19 | 51 | 286.9963 | 4.9251 | 0 | 29.0749 | 0 | 46.6405 | 33.2129 | 46.6405 | 221.6355 | 900 | 221.6355 | 0
8 | 13 | 20 | 16.1 | 12.3 | 78 | 4 | 0 | 4 | 298.6046 | -3.9101 | 0 | 0 | 0 | 3.6581 | 33.3204 | 3.6581 | 17.3832 | 800 | 17.3832 | 0
8 | 13 | 21 | 15.5 | 12.6 | 83 | 0 | 0 | 0 | 310.9901 | -11.7663 | 0 | 0 | 0 | 0 | 33.4351 | 0 | 0 | 700 | 0 | 0
8 | 13 | 22 | 14.9 | 12.3 | 84 | 0 | 0 | 0 | 324.5083 | -18.1707 | 0 | 0 | 0 | 0 | 33.5603 | 0 | 0 | 600 | 0 | 0
8 | 13 | 23 | 14.7 | 12.5 | 87 | 0 | 0 | 0 | 339.2672 | -22.6631 | 0 | 0 | 0 | 0 | 33.6969 | 0 | 0 | 500 | 0 | 0
8 | 13 | 24 | 14.3 | 12.8 | 91 | 0 | 0 | 0 | 354.9808 | -24.7955 | 0 | 0 | 0 | 0 | 33.8424 | 0 | 0 | 400 | 0 | 0
8 | 14 | 1 | 14.3 | 12.8 | 91 | 0 | 0 | 0 | 10.9608 | -24.3154 | 0 | 0 | 0 | 0 | 30.657 | 0 | 0 | 350 | 0 | 0
8 | 14 | 2 | 14 | 12.7 | 92 | 0 | 0 | 0 | 26.3911 | -21.2826 | 0 | 0 | 0 | 0 | 30.7999 | 0 | 0 | 350 | 0 | 0
8 | 14 | 3 | 12.7 | 11.8 | 94 | 0 | 0 | 0 | 40.7138 | -16.0403 | 0 | 0 | 0 | 0 | 30.9325 | 0 | 0 | 350 | 0 | 0
8 | 14 | 4 | 12.1 | 11.9 | 99 | 0 | 0 | 0 | 53.8001 | -9.0659 | 0 | 0 | 0 | 0 | 31.0537 | 0 | 0 | 350 | 0 | 0
8 | 14 | 5 | 12.5 | 12.3 | 99 | 0 | 0 | 0 | 65.8664 | -0.54966 | 0 | 0 | 0 | 0 | 31.1654 | 0 | 0 | 350 | 0 | 0
8 | 14 | 6 | 13.4 | 13 | 97 | 17 | 0 | 17 | 77.3274 | 8.1819 | 87.6726 | 25.8181 | 0 | 15.5468 | 31.2715 | 15.5468 | 73.8785 | 350 | 73.8785 | 0
8 | 14 | 7 | 16 | 13.5 | 85 | 117 | 135 | 85 | 88.7149 | 17.5251 | 76.2851 | 16.4749 | 50.7692 | 77.7341 | 31.377 | 77.7341 | 369.3924 | 350 | 350 | 19.3924
8 | 14 | 8 | 18.1 | 12.6 | 70 | 280 | 328 | 150 | 100.6822 | 26.9441 | 64.3178 | 7.0559 | 194.0746 | 137.1778 | 31.4878 | 137.1778 | 651.869 | 350 | 350 | 301.869
8 | 14 | 9 | 19.9 | 12.5 | 62 | 454 | 559 | 150 | 114.0664 | 35.9745 | 50.9336 | 1.9745 | 431.6596 | 137.1778 | 31.6117 | 568.8374 | 2703.1152 | 350 | 350 | 2353.1152
8 | 14 | 10 | 21.1 | 12.7 | 59 | 608 | 659 | 167 | 129.9382 | 44.0078 | 35.0618 | 10.0078 | 596.5204 | 152.7246 | 31.7587 | 749.2451 | 3560.4126 | 600 | 600 | 2960.4126
8 | 14 | 11 | 21.7 | 13.4 | 59 | 723 | 724 | 173 | 149.3764 | 50.1518 | 15.6236 | 16.1518 | 710.6469 | 158.2118 | 31.9387 | 868.8586 | 4128.8163 | 600 | 600 | 3528.8163
8 | 14 | 12 | 22 | 13.8 | 60 | 789 | 780 | 156 | 172.4058 | 53.2627 | 7.4058 | 19.2627 | 776.9337 | 142.6649 | 32.1519 | 919.5986 | 4369.9325 | 600 | 600 | 3769.9325
8 | 14 | 13 | 23.1 | 14.2 | 57 | 801 | 783 | 158 | 196.581 | 52.5011 | 31.581 | 18.5011 | 742.0664 | 144.494 | 32.3758 | 886.5603 | 4212.9347 | 600 | 600 | 3612.9347
8 | 14 | 14 | 23.6 | 14.5 | 57 | 759 | 767 | 154 | 218.3761 | 48.0916 | 53.3761 | 14.0916 | 644.1276 | 140.8359 | 32.5776 | 784.9635 | 3730.1466 | 600 | 600 | 3130.1466
8 | 14 | 15 | 21.7 | 14 | 62 | 666 | 705 | 162 | 236.3523 | 41.0923 | 71.3523 | 7.0923 | 479.1597 | 148.152 | 32.744 | 627.3118 | 2980.9855 | 600 | 600 | 2380.9855
8 | 14 | 16 | 20.8 | 13.8 | 64 | 528 | 611 | 158 | 251.1303 | 32.5802 | 86.1303 | 1.4198 | 292.1921 | 144.494 | 32.8808 | 144.494 | 686.6353 | 900 | 686.6353 | 0
8 | 14 | 17 | 19.8 | 14.1 | 70 | 360 | 452 | 149 | 263.8523 | 23.3262 | 0 | 10.6738 | 112.6611 | 136.2633 | 32.9986 | 136.2633 | 647.5232 | 900 | 647.5232 | 0
8 | 14 | 18 | 19.8 | 14.3 | 71 | 188 | 220 | 119 | 275.5021 | 13.864 | 0 | 20.136 | 1.8712 | 108.8277 | 33.1065 | 108.8277 | 517.1494 | 900 | 517.1494 | 0
8 | 14 | 19 | 18.7 | 14.4 | 76 | 52 | 15 | 49 | 286.8382 | 4.6621 | 0 | 29.3379 | 0 | 44.8114 | 33.2115 | 44.8114 | 212.9439 | 900 | 212.9439 | 0
8 | 14 | 20 | 17.9 | 14.5 | 80 | 3 | 0 | 3 | 298.4642 | -4.1958 | 0 | 0 | 0 | 2.7436 | 33.3191 | 2.7436 | 13.0374 | 800 | 13.0374 | 0
8 | 14 | 21 | 16.7 | 14.1 | 85 | 0 | 0 | 0 | 310.8748 | -12.0595 | 0 | 0 | 0 | 0 | 33.434 | 0 | 0 | 700 | 0 | 0
8 | 14 | 22 | 16.2 | 13.9 | 86 | 0 | 0 | 0 | 324.4294 | -18.4756 | 0 | 0 | 0 | 0 | 33.5595 | 0 | 0 | 600 | 0 | 0
8 | 14 | 23 | 15.7 | 14 | 90 | 0 | 0 | 0 | 339.2383 | -22.976 | 0 | 0 | 0 | 0 | 33.6967 | 0 | 0 | 500 | 0 | 0
8 | 14 | 24 | 16.4 | 14.5 | 89 | 0 | 0 | 0 | 355.0125 | -25.1084 | 0 | 0 | 0 | 0 | 33.8427 | 0 | 0 | 400 | 0 | 0
8 | 15 | 1 | 17 | 15 | 88 | 0 | 0 | 0 | 11.0541 | -24.618 | 0 | 0 | 0 | 0 | 30.6579 | 0 | 0 | 350 | 0 | 0
8 | 15 | 2 | 17.7 | 15.5 | 87 | 0 | 0 | 0 | 26.5362 | -21.5666 | 0 | 0 | 0 | 0 | 30.8013 | 0 | 0 | 350 | 0 | 0
8 | 15 | 3 | 17.9 | 15.6 | 86 | 0 | 0 | 0 | 40.896 | -16.302 | 0 | 0 | 0 | 0 | 30.9342 | 0 | 0 | 350 | 0 | 0
8 | 15 | 4 | 17.7 | 16.1 | 90 | 0 | 0 | 0 | 54.0067 | -9.3065 | 0 | 0 | 0 | 0 | 31.0556 | 0 | 0 | 350 | 0 | 0
8 | 15 | 5 | 17.6 | 15.9 | 90 | 0 | 0 | 0 | 66.0897 | -0.84256 | 0 | 0 | 0 | 0 | 31.1675 | 0 | 0 | 350 | 0 | 0
8 | 15 | 6 | 16.3 | 15.8 | 97 | 10 | 0 | 10 | 77.5644 | 7.9744 | 87.4356 | 26.0256 | 0 | 9.1452 | 31.2737 | 9.1452 | 43.4579 | 350 | 43.4579 | 0
8 | 15 | 7 | 16.6 | 15.6 | 94 | 91 | 83 | 72 | 88.9654 | 17.3203 | 76.0346 | 16.6797 | 31.1789 | 65.8454 | 31.3793 | 65.8454 | 312.8971 | 350 | 312.8971 | 0
8 | 15 | 8 | 16.9 | 15.2 | 90 | 167 | 21 | 159 | 100.9467 | 26.7354 | 64.0533 | 7.2646 | 12.4209 | 145.4085 | 31.4902 | 145.4085 | 690.9811 | 350 | 350 | 340.9811
8 | 15 | 9 | 16.7 | 15.8 | 94 | 134 | 0 | 134 | 114.3424 | 35.7522 | 50.6576 | 1.7522 | 0 | 122.5455 | 31.6143 | 122.5455 | 582.3363 | 350 | 350 | 232.3363
8 | 15 | 10 | 16.3 | 15.8 | 97 | 180 | 1 | 180 | 130.2114 | 43.7612 | 34.7886 | 9.7612 | 0.90509 | 164.6134 | 31.7612 | 165.5185 | 786.5438 | 600 | 600 | 186.5438
8 | 15 | 11 | 17.5 | 15.8 | 90 | 215 | 3 | 213 | 149.607 | 49.8731 | 15.393 | 15.8731 | 2.9441 | 194.7925 | 31.9408 | 197.7366 | 939.6442 | 600 | 600 | 339.6442
8 | 15 | 12 | 17.7 | 15.8 | 88 | 368 | 19 | 353 | 172.5293 | 52.9556 | 7.5293 | 18.9556 | 18.918 | 322.8251 | 32.153 | 341.7431 | 1623.9634 | 600 | 600 | 1023.9634
8 | 15 | 13 | 18 | 15.8 | 87 | 482 | 130 | 376 | 196.5625 | 52.1853 | 31.5625 | 18.1853 | 123.1187 | 343.8591 | 32.3756 | 466.9778 | 2219.0783 | 600 | 600 | 1619.0783
8 | 15 | 14 | 18.4 | 15.7 | 84 | 600 | 306 | 360 | 218.2526 | 47.7865 | 53.2526 | 13.7865 | 256.6764 | 329.2268 | 32.5764 | 585.9032 | 2784.2119 | 600 | 600 | 2184.2119
8 | 15 | 15 | 19.1 | 15.8 | 81 | 659 | 631 | 211 | 236.1809 | 40.8037 | 71.1809 | 6.8037 | 428.0038 | 192.9635 | 32.7424 | 620.9672 | 2950.8362 | 600 | 600 | 2350.8362
8 | 15 | 16 | 18.8 | 14.9 | 78 | 523 | 605 | 159 | 250.9463 | 32.3045 | 85.9463 | 1.6955 | 288.2611 | 145.4085 | 32.8791 | 145.4085 | 690.9811 | 900 | 690.9811 | 0
8 | 15 | 17 | 18.1 | 15.4 | 84 | 355 | 445 | 149 | 263.6713 | 23.0571 | 0 | 10.9429 | 109.9678 | 136.2633 | 32.997 | 136.2633 | 647.5232 | 900 | 647.5232 | 0
8 | 15 | 18 | 17.2 | 15.2 | 88 | 183 | 212 | 118 | 275.3304 | 13.5957 | 0 | 20.4043 | 1.2811 | 107.9132 | 33.1049 | 107.9132 | 512.8036 | 900 | 512.8036 | 0
8 | 15 | 19 | 16.8 | 14.9 | 89 | 39 | 0 | 39 | 286.6796 | 4.3956 | 0 | 29.6044 | 0 | 35.6662 | 33.21 | 35.6662 | 169.4859 | 900 | 169.4859 | 0
8 | 15 | 20 | 16 | 14.6 | 91 | 3 | 0 | 3 | 298.3235 | -4.4853 | 0 | 0 | 0 | 2.7436 | 33.3178 | 2.7436 | 13.0374 | 800 | 13.0374 | 0
8 | 15 | 21 | 15 | 13.9 | 93 | 0 | 0 | 0 | 310.7595 | -12.357 | 0 | 0 | 0 | 0 | 33.433 | 0 | 0 | 700 | 0 | 0
8 | 15 | 22 | 14.9 | 14.2 | 96 | 0 | 0 | 0 | 324.351 | -18.7847 | 0 | 0 | 0 | 0 | 33.5588 | 0 | 0 | 600 | 0 | 0
8 | 15 | 23 | 14.7 | 14.2 | 97 | 0 | 0 | 0 | 339.2107 | -23.293 | 0 | 0 | 0 | 0 | 33.6964 | 0 | 0 | 500 | 0 | 0
8 | 15 | 24 | 14.7 | 14.5 | 99 | 0 | 0 | 0 | 355.0466 | -25.4251 | 0 | 0 | 0 | 0 | 33.843 | 0 | 0 | 400 | 0 | 0
8 | 16 | 1 | 14.5 | 14.3 | 99 | 0 | 0 | 0 | 11.1509 | -24.924 | 0 | 0 | 0 | 0 | 30.6588 | 0 | 0 | 350 | 0 | 0
8 | 16 | 2 | 14.4 | 14.2 | 99 | 0 | 0 | 0 | 26.6854 | -21.8534 | 0 | 0 | 0 | 0 | 30.8026 | 0 | 0 | 350 | 0 | 0
8 | 16 | 3 | 14.5 | 14.3 | 99 | 0 | 0 | 0 | 41.0825 | -16.5658 | 0 | 0 | 0 | 0 | 30.9359 | 0 | 0 | 350 | 0 | 0
8 | 16 | 4 | 14.3 | 14.3 | 100 | 0 | 0 | 0 | 54.2175 | -9.5489 | 0 | 0 | 0 | 0 | 31.0576 | 0 | 0 | 350 | 0 | 0
8 | 16 | 5 | 14.8 | 14.8 | 100 | 0 | 0 | 0 | 66.3171 | -1.1141 | 0 | 0 | 0 | 0 | 31.1696 | 0 | 0 | 350 | 0 | 0
8 | 16 | 6 | 15 | 14.8 | 99 | 9 | 0 | 9 | 77.8052 | 7.7655 | 87.1948 | 26.2345 | 0 | 8.2307 | 31.276 | 8.2307 | 39.1121 | 350 | 39.1121 | 0
8 | 16 | 7 | 15.5 | 15.1 | 97 | 67 | 0 | 67 | 89.2196 | 17.1139 | 75.7804 | 16.8861 | 0 | 61.2728 | 31.3817 | 61.2728 | 291.1681 | 350 | 291.1681 | 0
8 | 16 | 8 | 16 | 15.3 | 96 | 165 | 27 | 154 | 101.2148 | 26.5248 | 63.7852 | 7.4752 | 15.9638 | 140.8359 | 31.4927 | 140.8359 | 669.2522 | 350 | 350 | 319.2522
8 | 16 | 9 | 17.3 | 15.2 | 87 | 404 | 301 | 242 | 114.6217 | 35.5276 | 50.3783 | 1.5276 | 232.3625 | 221.3135 | 31.6169 | 453.676 | 2155.8686 | 350 | 350 | 1805.8686
8 | 16 | 10 | 17.9 | 15.2 | 84 | 477 | 271 | 298 | 130.4874 | 43.5119 | 34.5126 | 9.5119 | 245.2458 | 272.5266 | 31.7638 | 517.7724 | 2460.4543 | 600 | 600 | 1860.4543
8 | 16 | 11 | 18.7 | 15.3 | 81 | 688 | 578 | 253 | 149.8401 | 49.5911 | 15.1599 | 15.5911 | 567.0966 | 231.3733 | 31.943 | 798.4698 | 3794.3287 | 600 | 600 | 3194.3287
8 | 16 | 12 | 19.2 | 15.1 | 77 | 779 | 750 | 175 | 172.6552 | 52.645 | 7.6552 | 18.645 | 746.4466 | 160.0408 | 32.1542 | 906.4874 | 4307.6283 | 600 | 600 | 3707.6283
8 | 16 | 13 | 18.6 | 15.6 | 83 | 631 | 312 | 377 | 196.5468 | 51.8655 | 31.5468 | 17.8655 | 295.2661 | 344.7736 | 32.3754 | 640.0397 | 3041.4685 | 600 | 600 | 2441.4685
8 | 16 | 14 | 19.1 | 16.1 | 83 | 723 | 585 | 265 | 218.1314 | 47.4769 | 53.1314 | 13.4769 | 490.0949 | 242.3475 | 32.5753 | 732.4424 | 3480.5661 | 600 | 600 | 2880.5661
8 | 16 | 15 | 19 | 15.8 | 82 | 654 | 691 | 165 | 236.0108 | 40.5106 | 71.0108 | 6.5106 | 467.7182 | 150.8956 | 32.7408 | 618.6138 | 2939.6527 | 600 | 600 | 2339.6527
8 | 16 | 16 | 19 | 15.6 | 81 | 518 | 600 | 159 | 250.7629 | 32.0243 | 85.7629 | 1.9757 | 284.7896 | 145.4085 | 32.8774 | 145.4085 | 690.9811 | 900 | 690.9811 | 0
8 | 16 | 17 | 18.2 | 15.8 | 86 | 350 | 438 | 149 | 263.4903 | 22.7835 | 0 | 11.2165 | 107.2781 | 136.2633 | 32.9953 | 136.2633 | 647.5232 | 900 | 647.5232 | 0
8 | 16 | 18 | 17.4 | 15.5 | 89 | 108 | 28 | 100 | 275.1585 | 13.3232 | 0 | 20.6768 | 0.098691 | 91.4519 | 33.1033 | 91.4519 | 434.5793 | 900 | 434.5793 | 0
8 | 16 | 19 | 16.9 | 15.5 | 91 | 28 | 0 | 28 | 286.5207 | 4.1257 | 0 | 29.8743 | 0 | 25.6065 | 33.2085 | 25.6065 | 121.6822 | 900 | 121.6822 | 0
8 | 16 | 20 | 16 | 15.3 | 96 | 2 | 0 | 2 | 298.1824 | -4.7785 | 0 | 0 | 0 | 1.829 | 33.3165 | 1.829 | 8.6916 | 800 | 8.6916 | 0
8 | 16 | 21 | 15.7 | 15.3 | 97 | 0 | 0 | 0 | 310.644 | -12.6587 | 0 | 0 | 0 | 0 | 33.4319 | 0 | 0 | 700 | 0 | 0
8 | 16 | 22 | 15.6 | 15.4 | 99 | 0 | 0 | 0 | 324.273 | -19.098 | 0 | 0 | 0 | 0 | 33.5581 | 0 | 0 | 600 | 0 | 0
8 | 16 | 23 | 15.4 | 15.2 | 99 | 0 | 0 | 0 | 339.1845 | -23.614 | 0 | 0 | 0 | 0 | 33.6962 | 0 | 0 | 500 | 0 | 0
8 | 16 | 24 | 15.3 | 15.1 | 99 | 0 | 0 | 0 | 355.0832 | -25.7455 | 0 | 0 | 0 | 0 | 33.8434 | 0 | 0 | 400 | 0 | 0
8 | 17 | 1 | 15.4 | 15.4 | 100 | 0 | 0 | 0 | 11.2511 | -25.2332 | 0 | 0 | 0 | 0 | 30.6597 | 0 | 0 | 350 | 0 | 0
8 | 17 | 2 | 15.9 | 15.9 | 100 | 0 | 0 | 0 | 26.8387 | -22.1428 | 0 | 0 | 0 | 0 | 30.8041 | 0 | 0 | 350 | 0 | 0
8 | 17 | 3 | 15.8 | 15.6 | 99 | 0 | 0 | 0 | 41.2732 | -16.8318 | 0 | 0 | 0 | 0 | 30.9377 | 0 | 0 | 350 | 0 | 0
8 | 17 | 4 | 15.7 | 15.5 | 99 | 0 | 0 | 0 | 54.4325 | -9.7929 | 0 | 0 | 0 | 0 | 31.0596 | 0 | 0 | 350 | 0 | 0
8 | 17 | 5 | 15.6 | 15.4 | 99 | 0 | 0 | 0 | 66.5485 | -1.3738 | 0 | 0 | 0 | 0 | 31.1717 | 0 | 0 | 350 | 0 | 0
8 | 17 | 6 | 15.7 | 15.7 | 100 | 9 | 0 | 9 | 78.0499 | 7.5552 | 86.9501 | 26.4448 | 0 | 8.2307 | 31.2782 | 8.2307 | 39.1121 | 350 | 39.1121 | 0
8 | 17 | 7 | 15.9 | 15.7 | 99 | 66 | 0 | 66 | 89.4775 | 16.906 | 75.5225 | 17.094 | 0 | 60.3582 | 31.3841 | 60.3582 | 286.8224 | 350 | 286.8224 | 0
8 | 17 | 8 | 16.8 | 15.8 | 94 | 163 | 26 | 152 | 101.4864 | 26.3123 | 63.5136 | 7.6877 | 15.3669 | 139.0069 | 31.4952 | 139.0069 | 660.5606 | 350 | 350 | 310.5606
8 | 17 | 9 | 17.6 | 15.4 | 87 | 437 | 258 | 299 | 114.9042 | 35.3008 | 50.0958 | 1.3008 | 199.1352 | 273.4411 | 31.6195 | 472.5763 | 2245.6826 | 350 | 350 | 1895.6826
8 | 17 | 10 | 17.2 | 15.3 | 89 | 574 | 579 | 192 | 130.7663 | 43.2599 | 34.2337 | 9.2599 | 523.895 | 175.5876 | 31.7664 | 699.4826 | 3323.9414 | 600 | 600 | 2723.9414
8 | 17 | 11 | 19.4 | 16.1 | 81 | 644 | 512 | 259 | 150.0756 | 49.3061 | 14.9244 | 15.3061 | 502.2124 | 236.8604 | 31.9451 | 739.0728 | 3512.0738 | 600 | 600 | 2912.0738
8 | 17 | 12 | 19.6 | 15.9 | 79 | 768 | 650 | 246 | 172.7835 | 52.3309 | 7.7835 | 18.3309 | 646.6212 | 224.9716 | 32.1554 | 871.5929 | 4141.8093 | 600 | 600 | 3541.8093
8 | 17 | 13 | 20.6 | 14.6 | 68 | 790 | 778 | 158 | 196.5337 | 51.5417 | 31.5337 | 17.5417 | 735.6903 | 144.494 | 32.3753 | 880.1843 | 4182.6358 | 600 | 600 | 3582.6358
8 | 17 | 14 | 21.4 | 14.1 | 63 | 747 | 764 | 152 | 218.0125 | 47.1631 | 53.0125 | 13.1631 | 639.2178 | 139.0069 | 32.5742 | 778.2246 | 3698.1235 | 600 | 600 | 3098.1235
8 | 17 | 15 | 22.4 | 13.8 | 58 | 653 | 692 | 166 | 235.8422 | 40.213 | 70.8422 | 6.213 | 467.3701 | 151.8101 | 32.7393 | 619.1802 | 2942.3444 | 600 | 600 | 2342.3444
8 | 17 | 16 | 22.1 | 14.7 | 63 | 514 | 599 | 158 | 250.58 | 31.7397 | 85.58 | 2.2603 | 283.1917 | 144.494 | 32.8757 | 144.494 | 686.6353 | 900 | 686.6353 | 0
8 | 17 | 17 | 21.2 | 15.4 | 69 | 346 | 436 | 147 | 263.3093 | 22.5057 | 0 | 11.4943 | 105.8071 | 134.4343 | 32.9936 | 134.4343 | 638.8316 | 900 | 638.8316 | 0
8 | 17 | 18 | 20.3 | 14.7 | 70 | 175 | 203 | 114 | 274.9863 | 13.0464 | 0 | 20.9536 | 0.19319 | 104.2551 | 33.1017 | 104.2551 | 495.4204 | 900 | 495.4204 | 0
8 | 17 | 19 | 19 | 14 | 73 | 44 | 3 | 43 | 286.3614 | 3.8525 | 0 | 30.1475 | 0 | 39.3243 | 33.207 | 39.3243 | 186.8691 | 900 | 186.8691 | 0
8 | 17 | 20 | 17.7 | 13.5 | 76 | 2 | 0 | 2 | 298.0409 | -5.0754 | 0 | 0 | 0 | 1.829 | 33.3152 | 1.829 | 8.6916 | 800 | 8.6916 | 0
8 | 17 | 21 | 16.8 | 12.3 | 75 | 0 | 0 | 0 | 310.5285 | -12.9644 | 0 | 0 | 0 | 0 | 33.4308 | 0 | 0 | 700 | 0 | 0
8 | 17 | 22 | 16.6 | 14.7 | 89 | 0 | 0 | 0 | 324.1955 | -19.4154 | 0 | 0 | 0 | 0 | 33.5574 | 0 | 0 | 600 | 0 | 0
8 | 17 | 23 | 16.2 | 14.1 | 87 | 0 | 0 | 0 | 339.1596 | -23.939 | 0 | 0 | 0 | 0 | 33.6959 | 0 | 0 | 500 | 0 | 0
8 | 17 | 24 | 15.9 | 14.2 | 90 | 0 | 0 | 0 | 355.1222 | -26.0695 | 0 | 0 | 0 | 0 | 33.8437 | 0 | 0 | 400 | 0 | 0
8 | 18 | 1 | 15.4 | 13.7 | 90 | 0 | 0 | 0 | 11.3548 | -25.5455 | 0 | 0 | 0 | 0 | 30.6607 | 0 | 0 | 350 | 0 | 0
8 | 18 | 2 | 15.8 | 13.8 | 88 | 0 | 0 | 0 | 26.9959 | -22.4348 | 0 | 0 | 0 | 0 | 30.8055 | 0 | 0 | 350 | 0 | 0
8 | 18 | 3 | 15.4 | 13.6 | 89 | 0 | 0 | 0 | 41.4681 | -17.0999 | 0 | 0 | 0 | 0 | 30.9395 | 0 | 0 | 350 | 0 | 0
8 | 18 | 4 | 14.7 | 13.5 | 93 | 0 | 0 | 0 | 54.6515 | -10.0387 | 0 | 0 | 0 | 0 | 31.0616 | 0 | 0 | 350 | 0 | 0
8 | 18 | 5 | 14.3 | 13.4 | 94 | 0 | 0 | 0 | 66.7837 | -1.6266 | 0 | 0 | 0 | 0 | 31.1739 | 0 | 0 | 350 | 0 | 0
8 | 18 | 6 | 15.3 | 14.1 | 93 | 14 | 0 | 14 | 78.2982 | 7.3436 | 86.7018 | 26.6564 | 0 | 12.8033 | 31.2805 | 12.8033 | 60.8411 | 350 | 60.8411 | 0
8 | 18 | 7 | 17.9 | 14.8 | 82 | 106 | 116 | 80 | 89.7388 | 16.6965 | 75.2612 | 17.3035 | 43.4365 | 73.1615 | 31.3865 | 73.1615 | 347.6635 | 350 | 347.6635 | 0
8 | 18 | 8 | 19.4 | 15.2 | 77 | 265 | 310 | 146 | 101.7614 | 26.0981 | 63.2386 | 7.9019 | 183.1542 | 133.5197 | 31.4978 | 133.5197 | 634.4858 | 350 | 350 | 284.4858
8 | 18 | 9 | 21.5 | 15 | 66 | 439 | 481 | 183 | 115.1898 | 35.0719 | 49.8102 | 1.0719 | 371.1908 | 167.3569 | 31.6221 | 538.5477 | 2559.1788 | 350 | 350 | 2209.1788
8 | 18 | 10 | 23.2 | 14.6 | 58 | 592 | 648 | 167 | 131.0478 | 43.0053 | 33.9522 | 9.0053 | 586.2259 | 152.7246 | 31.769 | 738.9505 | 3511.4927 | 600 | 600 | 2911.4927
8 | 18 | 11 | 24.3 | 14.6 | 55 | 708 | 715 | 173 | 150.3131 | 49.018 | 14.6869 | 15.018 | 701.1302 | 158.2118 | 31.9473 | 859.342 | 4083.5931 | 600 | 600 | 3483.5931
8 | 18 | 12 | 25.5 | 14.7 | 51 | 766 | 745 | 170 | 172.9139 | 52.0133 | 7.9139 | 18.0133 | 740.7553 | 155.4682 | 32.1566 | 896.2235 | 4258.8539 | 600 | 600 | 3658.8539
8 | 18 | 13 | 26 | 14.4 | 49 | 713 | 529 | 286 | 196.5232 | 51.2141 | 31.5232 | 17.2141 | 499.8106 | 261.5524 | 32.3752 | 761.3629 | 3617.9966 | 600 | 600 | 3017.9966
8 | 18 | 14 | 27 | 14.4 | 46 | 674 | 447 | 328 | 217.8959 | 46.8451 | 52.8959 | 12.8451 | 373.4783 | 299.9622 | 32.5731 | 673.4404 | 3200.1889 | 600 | 600 | 2600.1889
8 | 18 | 15 | 24.4 | 15.3 | 57 | 516 | 276 | 323 | 235.6751 | 39.9111 | 70.6751 | 5.9111 | 185.9829 | 295.3896 | 32.7377 | 481.3724 | 2287.4818 | 600 | 600 | 1687.4818
8 | 18 | 16 | 24.6 | 15 | 55 | 308 | 75 | 264 | 250.3978 | 31.4507 | 85.3978 | 2.5493 | 35.3129 | 241.433 | 32.8741 | 241.433 | 1147.2894 | 900 | 900 | 247.2894
8 | 18 | 17 | 23.3 | 14.8 | 59 | 207 | 29 | 194 | 263.1285 | 22.2236 | 0 | 11.7764 | 6.9707 | 177.4166 | 32.9919 | 177.4166 | 843.0839 | 900 | 843.0839 | 0
8 | 18 | 18 | 21.5 | 14.9 | 66 | 103 | 5 | 102 | 274.8139 | 12.7657 | 0 | 21.2343 | 0 | 93.2809 | 33.1001 | 93.2809 | 443.2709 | 900 | 443.2709 | 0
8 | 18 | 19 | 20.3 | 14.8 | 71 | 25 | 0 | 25 | 286.2017 | 3.5764 | 0 | 30.4236 | 0 | 22.863 | 33.2056 | 22.863 | 108.6448 | 900 | 108.6448 | 0
8 | 18 | 20 | 19.9 | 14.6 | 72 | 1 | 0 | 1 | 297.8991 | -5.3759 | 0 | 0 | 0 | 0.91452 | 33.3139 | 0.91452 | 4.3458 | 800 | 4.3458 | 0
8 | 18 | 21 | 19.5 | 14.7 | 74 | 0 | 0 | 0 | 310.4128 | -13.2742 | 0 | 0 | 0 | 0 | 33.4297 | 0 | 0 | 700 | 0 | 0
8 | 18 | 22 | 19.1 | 15.2 | 78 | 0 | 0 | 0 | 324.1184 | -19.7368 | 0 | 0 | 0 | 0 | 33.5567 | 0 | 0 | 600 | 0 | 0
8 | 18 | 23 | 19.5 | 15.3 | 77 | 0 | 0 | 0 | 339.136 | -24.2679 | 0 | 0 | 0 | 0 | 33.6957 | 0 | 0 | 500 | 0 | 0
8 | 18 | 24 | 20.1 | 15.2 | 73 | 0 | 0 | 0 | 355.1636 | -26.397 | 0 | 0 | 0 | 0 | 33.8441 | 0 | 0 | 400 | 0 | 0
8 | 19 | 1 | 20.1 | 15 | 72 | 0 | 0 | 0 | 11.4618 | -25.8609 | 0 | 0 | 0 | 0 | 30.6617 | 0 | 0 | 350 | 0 | 0
8 | 19 | 2 | 19.9 | 14.8 | 72 | 0 | 0 | 0 | 27.1572 | -22.7293 | 0 | 0 | 0 | 0 | 30.807 | 0 | 0 | 350 | 0 | 0
8 | 19 | 3 | 20.1 | 14.9 | 72 | 0 | 0 | 0 | 41.6671 | -17.3699 | 0 | 0 | 0 | 0 | 30.9414 | 0 | 0 | 350 | 0 | 0
8 | 19 | 4 | 19.6 | 15.6 | 78 | 0 | 0 | 0 | 54.8746 | -10.286 | 0 | 0 | 0 | 0 | 31.0637 | 0 | 0 | 350 | 0 | 0
8 | 19 | 5 | 19.8 | 14.3 | 71 | 0 | 0 | 0 | 67.0228 | -1.875 | 0 | 0 | 0 | 0 | 31.1761 | 0 | 0 | 350 | 0 | 0
8 | 19 | 6 | 20.4 | 14.4 | 68 | 8 | 0 | 8 | 78.5502 | 7.1307 | 86.4498 | 26.8693 | 0 | 7.3162 | 31.2829 | 7.3162 | 34.7663 | 350 | 34.7663 | 0
8 | 19 | 7 | 21 | 14.6 | 67 | 63 | 0 | 63 | 90.0037 | 16.4855 | 74.9963 | 17.5145 | 0 | 57.6147 | 31.3889 | 57.6147 | 273.785 | 350 | 273.785 | 0
8 | 19 | 8 | 22.6 | 14.9 | 62 | 238 | 211 | 157 | 102.0396 | 25.882 | 62.9604 | 8.118 | 124.6175 | 143.5794 | 31.5004 | 143.5794 | 682.2895 | 350 | 350 | 332.2895
8 | 19 | 9 | 22.8 | 14.9 | 61 | 395 | 377 | 195 | 115.4783 | 34.8407 | 49.5217 | 0.84071 | 290.8785 | 178.3312 | 31.6248 | 469.2097 | 2229.6846 | 350 | 350 | 1879.6846
8 | 19 | 10 | 23.4 | 14.7 | 58 | 534 | 437 | 248 | 131.3318 | 42.7481 | 33.6682 | 8.7481 | 395.2628 | 226.8007 | 31.7716 | 622.0634 | 2956.0454 | 600 | 600 | 2356.0454
8 | 19 | 11 | 22.8 | 15.5 | 63 | 638 | 513 | 256 | 150.5526 | 48.7269 | 14.4474 | 14.7269 | 502.8883 | 234.1168 | 31.9496 | 737.0052 | 3502.2485 | 600 | 600 | 2902.2485
8 | 19 | 12 | 22.7 | 15.4 | 63 | 466 | 158 | 340 | 173.0463 | 51.6924 | 8.0463 | 17.6924 | 157.0145 | 310.9364 | 32.1578 | 467.9509 | 2223.7026 | 600 | 600 | 1623.7026
8 | 19 | 13 | 20.3 | 17.7 | 85 | 234 | 14 | 223 | 196.5152 | 50.8829 | 31.5152 | 16.8829 | 13.2157 | 203.9377 | 32.3751 | 217.1534 | 1031.9128 | 600 | 600 | 431.9128
8 | 19 | 14 | 20.4 | 18.7 | 90 | 666 | 435 | 331 | 217.7815 | 46.5231 | 52.7815 | 12.5231 | 362.9278 | 302.7057 | 32.5721 | 665.6335 | 3163.0903 | 600 | 600 | 2563.0903
8 | 19 | 15 | 19.6 | 17.7 | 89 | 388 | 104 | 316 | 235.5093 | 39.605 | 70.5093 | 5.605 | 69.9144 | 288.9879 | 32.7362 | 358.9023 | 1705.5037 | 600 | 600 | 1105.5037
8 | 19 | 16 | 18.7 | 17.1 | 90 | 305 | 57 | 271 | 250.2163 | 31.1576 | 85.2163 | 2.8424 | 26.7242 | 247.8346 | 32.8724 | 247.8346 | 1177.71 | 900 | 900 | 277.71
8 | 19 | 17 | 18.6 | 16.8 | 89 | 204 | 23 | 193 | 262.9478 | 21.9375 | 0 | 12.0625 | 5.4741 | 176.5021 | 32.9903 | 176.5021 | 838.7381 | 900 | 838.7381 | 0
8 | 19 | 18 | 18.4 | 17.3 | 93 | 101 | 6 | 99 | 274.6413 | 12.4809 | 0 | 21.5191 | 0 | 90.5374 | 33.0985 | 90.5374 | 430.2335 | 900 | 430.2335 | 0
8 | 19 | 19 | 17.2 | 17.1 | 99 | 12 | 0 | 12 | 286.0417 | 3.2975 | 0 | 30.7025 | 0 | 10.9742 | 33.2041 | 10.9742 | 52.1495 | 900 | 52.1495 | 0
8 | 19 | 20 | 17.2 | 16.7 | 97 | 0 | 0 | 0 | 297.757 | -5.6801 | 0 | 0 | 0 | 0 | 33.3126 | 0 | 0 | 800 | 0 | 0
8 | 19 | 21 | 17.3 | 16.9 | 97 | 0 | 0 | 0 | 310.297 | -13.5878 | 0 | 0 | 0 | 0 | 33.4287 | 0 | 0 | 700 | 0 | 0
8 | 19 | 22 | 17.6 | 17.4 | 99 | 0 | 0 | 0 | 324.0417 | -20.062 | 0 | 0 | 0 | 0 | 33.5559 | 0 | 0 | 600 | 0 | 0
8 | 19 | 23 | 17.5 | 17.1 | 98 | 0 | 0 | 0 | 339.1136 | -24.6004 | 0 | 0 | 0 | 0 | 33.6955 | 0 | 0 | 500 | 0 | 0
8 | 19 | 24 | 17.3 | 17.1 | 99 | 0 | 0 | 0 | 355.2074 | -26.728 | 0 | 0 | 0 | 0 | 33.8445 | 0 | 0 | 400 | 0 | 0
8 | 20 | 1 | 17 | 16.8 | 99 | 0 | 0 | 0 | 11.5723 | -26.1793 | 0 | 0 | 0 | 0 | 30.6627 | 0 | 0 | 350 | 0 | 0
8 | 20 | 2 | 16.8 | 16.4 | 97 | 0 | 0 | 0 | 27.3224 | -23.0262 | 0 | 0 | 0 | 0 | 30.8085 | 0 | 0 | 350 | 0 | 0
8 | 20 | 3 | 16.7 | 16.3 | 97 | 0 | 0 | 0 | 41.8702 | -17.6418 | 0 | 0 | 0 | 0 | 30.9432 | 0 | 0 | 350 | 0 | 0
8 | 20 | 4 | 16.8 | 16.4 | 97 | 0 | 0 | 0 | 55.1016 | -10.5348 | 0 | 0 | 0 | 0 | 31.0658 | 0 | 0 | 350 | 0 | 0
8 | 20 | 5 | 16.9 | 16.4 | 97 | 0 | 0 | 0 | 67.2656 | -2.1208 | 0 | 0 | 0 | 0 | 31.1784 | 0 | 0 | 350 | 0 | 0
8 | 20 | 6 | 16.7 | 16.4 | 98 | 8 | 0 | 8 | 78.8057 | 6.9167 | 86.1943 | 27.0833 | 0 | 7.3162 | 31.2852 | 7.3162 | 34.7663 | 350 | 34.7663 | 0
8 | 20 | 7 | 17.2 | 16.5 | 96 | 91 | 64 | 77 | 90.2718 | 16.273 | 74.7282 | 17.727 | 23.9166 | 70.4179 | 31.3914 | 70.4179 | 334.6261 | 350 | 334.6261 | 0
8 | 20 | 8 | 17.9 | 16.9 | 94 | 156 | 40 | 141 | 102.3209 | 25.6642 | 62.6791 | 8.3358 | 23.6155 | 128.9471 | 31.503 | 128.9471 | 612.7569 | 350 | 350 | 262.7569
8 | 20 | 9 | 18.5 | 17 | 91 | 343 | 248 | 212 | 115.7696 | 34.6074 | 49.2304 | 0.60742 | 191.3084 | 193.878 | 31.6275 | 385.1864 | 1830.4057 | 350 | 350 | 1480.4057
8 | 20 | 10 | 18 | 16.9 | 93 | 353 | 94 | 292 | 131.6181 | 42.4883 | 33.3819 | 8.4883 | 85.0034 | 267.0395 | 31.7742 | 352.0429 | 1672.908 | 600 | 600 | 1072.908
8 | 20 | 11 | 18.3 | 17.3 | 94 | 423 | 58 | 380 | 150.794 | 48.4328 | 14.206 | 14.4328 | 56.8368 | 347.5171 | 31.9518 | 404.3539 | 1921.4899 | 600 | 600 | 1321.4899
8 | 20 | 12 | 18.3 | 17.3 | 94 | 462 | 76 | 402 | 173.1806 | 51.3682 | 8.1806 | 17.3682 | 75.4818 | 367.6366 | 32.1591 | 443.1184 | 2105.6985 | 600 | 600 | 1505.6985
8 | 20 | 13 | 18.4 | 17.1 | 92 | 470 | 76 | 408 | 196.5095 | 50.5479 | 31.5095 | 16.5479 | 71.6744 | 373.1237 | 32.3751 | 444.798 | 2113.6803 | 600 | 600 | 1513.6803
8 | 20 | 14 | 18.2 | 17.7 | 97 | 583 | 321 | 337 | 217.6694 | 46.1971 | 52.6694 | 12.1971 | 267.4112 | 308.1928 | 32.571 | 575.6041 | 2735.2705 | 600 | 600 | 2135.2705
8 | 20 | 15 | 18.5 | 17.2 | 92 | 386 | 99 | 317 | 235.3451 | 39.2947 | 70.3451 | 5.2947 | 66.3892 | 289.9025 | 32.7347 | 356.2916 | 1693.0979 | 600 | 600 | 1093.0979
8 | 20 | 16 | 18.1 | 16.3 | 89 | 302 | 74 | 259 | 250.0355 | 30.8603 | 85.0355 | 3.1397 | 34.5426 | 236.8604 | 32.8707 | 236.8604 | 1125.5605 | 900 | 900 | 225.5605
8 | 20 | 17 | 17 | 16.6 | 97 | 201 | 28 | 188 | 262.7672 | 21.6472 | 0 | 12.3528 | 6.5962 | 171.9295 | 32.9886 | 171.9295 | 817.0091 | 900 | 817.0091 | 0
8 | 20 | 18 | 16.8 | 16.2 | 96 | 98 | 3 | 97 | 274.4685 | 12.1923 | 0 | 21.8077 | 0 | 88.7083 | 33.0969 | 88.7083 | 421.5419 | 900 | 421.5419 | 0
8 | 20 | 19 | 16.9 | 15.9 | 94 | 22 | 0 | 22 | 285.8813 | 3.0161 | 0 | 30.9839 | 0 | 20.1194 | 33.2026 | 20.1194 | 95.6075 | 900 | 95.6075 | 0
8 | 20 | 20 | 16.4 | 15.4 | 94 | 1 | 0 | 1 | 297.6145 | -5.9878 | 0 | 0 | 0 | 0.91452 | 33.3112 | 0.91452 | 4.3458 | 800 | 4.3458 | 0
8 | 20 | 21 | 17 | 15.5 | 91 | 0 | 0 | 0 | 310.1811 | -13.9053 | 0 | 0 | 0 | 0 | 33.4276 | 0 | 0 | 700 | 0 | 0
8 | 20 | 22 | 17.2 | 14.9 | 86 | 0 | 0 | 0 | 323.9654 | -20.391 | 0 | 0 | 0 | 0 | 33.5552 | 0 | 0 | 600 | 0 | 0
8 | 20 | 23 | 16.8 | 15.4 | 91 | 0 | 0 | 0 | 339.0925 | -24.9366 | 0 | 0 | 0 | 0 | 33.6953 | 0 | 0 | 500 | 0 | 0
8 | 20 | 24 | 16.6 | 15.6 | 94 | 0 | 0 | 0 | 355.2536 | -27.0624 | 0 | 0 | 0 | 0 | 33.8449 | 0 | 0 | 400 | 0 | 0
8 | 21 | 1 | 16.5 | 15.5 | 94 | 0 | 0 | 0 | 11.6861 | -26.5005 | 0 | 0 | 0 | 0 | 30.6638 | 0 | 0 | 350 | 0 | 0
8 | 21 | 2 | 16.3 | 15.9 | 97 | 0 | 0 | 0 | 27.4915 | -23.3254 | 0 | 0 | 0 | 0 | 30.8101 | 0 | 0 | 350 | 0 | 0
8 | 21 | 3 | 16.2 | 15.8 | 97 | 0 | 0 | 0 | 42.0774 | -17.9155 | 0 | 0 | 0 | 0 | 30.9452 | 0 | 0 | 350 | 0 | 0
8 | 21 | 4 | 15.9 | 15.7 | 99 | 0 | 0 | 0 | 55.3325 | -10.7851 | 0 | 0 | 0 | 0 | 31.0679 | 0 | 0 | 350 | 0 | 0
8 | 21 | 5 | 16.1 | 15.9 | 99 | 0 | 0 | 0 | 67.5121 | -2.365 | 0 | 0 | 0 | 0 | 31.1807 | 0 | 0 | 350 | 0 | 0
8 | 21 | 6 | 16.3 | 16.1 | 99 | 7 | 0 | 7 | 79.0646 | 6.7016 | 85.9354 | 27.2984 | 0 | 6.4016 | 31.2876 | 6.4016 | 30.4206 | 350 | 30.4206 | 0
8 | 21 | 7 | 16.5 | 16.1 | 97 | 59 | 0 | 59 | 90.5432 | 16.059 | 74.4568 | 17.941 | 0 | 53.9566 | 31.3939 | 53.9566 | 256.4018 | 350 | 256.4018 | 0
8 | 21 | 8 | 16.7 | 16.3 | 97 | 154 | 24 | 145 | 102.6051 | 25.4446 | 62.3949 | 8.5554 | 14.1641 | 132.6052 | 31.5056 | 132.6052 | 630.14 | 350 | 350 | 280.14
8 | 21 | 9 | 17.4 | 16.9 | 97 | 259 | 66 | 224 | 116.0636 | 34.372 | 48.9364 | 0.372 | 50.9016 | 204.8522 | 31.6302 | 255.7538 | 1215.3421 | 350 | 350 | 865.3421
8 | 21 | 10 | 18.2 | 17.1 | 93 | 351 | 63 | 311 | 131.9065 | 42.2259 | 33.0935 | 8.2259 | 56.9564 | 284.4153 | 31.7769 | 341.3717 | 1622.1985 | 600 | 600 | 1022.1985
8 | 21 | 11 | 19 | 17 | 88 | 421 | 58 | 378 | 151.037 | 48.1357 | 13.963 | 14.1357 | 56.8149 | 345.6881 | 31.954 | 402.503 | 1912.6945 | 600 | 600 | 1312.6945
8 | 21 | 12 | 18.9 | 16.4 | 85 | 461 | 112 | 373 | 173.3167 | 51.0408 | 8.3167 | 17.0408 | 111.1666 | 341.1155 | 32.1603 | 452.2821 | 2149.2446 | 600 | 600 | 1549.2446
8 | 21 | 13 | 18.6 | 16.8 | 89 | 467 | 77 | 406 | 196.5061 | 50.2095 | 31.5061 | 16.2095 | 72.5449 | 371.2946 | 32.3751 | 443.8395 | 2109.1253 | 600 | 600 | 1509.1253
8 | 21 | 14 | 18.3 | 17 | 92 | 218 | 7 | 213 | 217.5595 | 45.8672 | 52.5595 | 11.8672 | 5.8222 | 194.7925 | 32.57 | 200.6147 | 953.321 | 600 | 600 | 353.321
8 | 21 | 15 | 17.4 | 16.9 | 97 | 190 | 2 | 188 | 235.1823 | 38.9805 | 70.1823 | 4.9805 | 1.3378 | 171.9295 | 32.7332 | 173.2673 | 823.3662 | 600 | 600 | 223.3662
8 | 21 | 16 | 16.9 | 16.7 | 99 | 148 | 0 | 148 | 249.8554 | 30.559 | 84.8554 | 3.441 | 0 | 135.3488 | 32.869 | 135.3488 | 643.1774 | 900 | 643.1774 | 0
8 | 21 | 17 | 17.8 | 17.3 | 97 | 98 | 0 | 98 | 262.5869 | 21.3531 | 0 | 12.6469 | 0 | 89.6228 | 32.9869 | 89.6228 | 425.8877 | 900 | 425.8877 | 0
8 | 21 | 18 | 17.3 | 17.3 | 100 | 47 | 0 | 47 | 274.2956 | 11.8999 | 0 | 22.1001 | 0 | 42.9824 | 33.0953 | 42.9824 | 204.2523 | 900 | 204.2523 | 0
8 | 21 | 19 | 16.9 | 16.9 | 100 | 10 | 0 | 10 | 285.7207 | 2.7326 | 0 | 31.2674 | 0 | 9.1452 | 33.2011 | 9.1452 | 43.4579 | 900 | 43.4579 | 0
8 | 21 | 20 | 16.4 | 16.4 | 100 | 0 | 0 | 0 | 297.4717 | -6.299 | 0 | 0 | 0 | 0 | 33.3099 | 0 | 0 | 800 | 0 | 0
8 | 21 | 21 | 16.2 | 16.2 | 100 | 0 | 0 | 0 | 310.0651 | -14.2264 | 0 | 0 | 0 | 0 | 33.4265 | 0 | 0 | 700 | 0 | 0
8 | 21 | 22 | 15.9 | 15.9 | 100 | 0 | 0 | 0 | 323.8894 | -20.7237 | 0 | 0 | 0 | 0 | 33.5545 | 0 | 0 | 600 | 0 | 0
8 | 21 | 23 | 15.5 | 15.5 | 100 | 0 | 0 | 0 | 339.0727 | -25.2764 | 0 | 0 | 0 | 0 | 33.6951 | 0 | 0 | 500 | 0 | 0
8 | 21 | 24 | 15.5 | 15.5 | 100 | 0 | 0 | 0 | 355.3021 | -27.4 | 0 | 0 | 0 | 0 | 33.8454 | 0 | 0 | 400 | 0 | 0
8 | 22 | 1 | 15.5 | 15.5 | 100 | 0 | 0 | 0 | 11.8032 | -26.8245 | 0 | 0 | 0 | 0 | 30.6648 | 0 | 0 | 350 | 0 | 0
8 | 22 | 2 | 15.2 | 15.2 | 100 | 0 | 0 | 0 | 27.6646 | -23.6268 | 0 | 0 | 0 | 0 | 30.8117 | 0 | 0 | 350 | 0 | 0
8 | 22 | 3 | 15.5 | 15.5 | 100 | 0 | 0 | 0 | 42.2885 | -18.191 | 0 | 0 | 0 | 0 | 30.9471 | 0 | 0 | 350 | 0 | 0
8 | 22 | 4 | 15.9 | 15.9 | 100 | 0 | 0 | 0 | 55.5673 | -11.0368 | 0 | 0 | 0 | 0 | 31.0701 | 0 | 0 | 350 | 0 | 0
8 | 22 | 5 | 15.9 | 15.9 | 100 | 0 | 0 | 0 | 67.7621 | -2.6082 | 0 | 0 | 0 | 0 | 31.183 | 0 | 0 | 350 | 0 | 0
8 | 22 | 6 | 15.8 | 15.8 | 100 | 3 | 0 | 3 | 79.3269 | 6.4853 | 85.6731 | 27.5147 | 0 | 2.7436 | 31.2901 | 2.7436 | 13.0374 | 350 | 13.0374 | 0
8 | 22 | 7 | 16 | 16 | 100 | 29 | 0 | 29 | 90.8177 | 15.8437 | 74.1823 | 18.1563 | 0 | 26.521 | 31.3965 | 26.521 | 126.028 | 350 | 126.028 | 0
8 | 22 | 8 | 16 | 16 | 100 | 75 | 0 | 75 | 102.8923 | 25.2234 | 62.1077 | 8.7766 | 0 | 68.5889 | 31.5083 | 68.5889 | 325.9345 | 350 | 325.9345 | 0
8 | 22 | 9 | 16.3 | 16.3 | 100 | 127 | 0 | 127 | 116.3601 | 34.1345 | 48.6399 | 0.13449 | 0 | 116.1439 | 31.633 | 116.1439 | 551.9157 | 350 | 350 | 201.9157
8 | 22 | 10 | 16.6 | 16.4 | 99 | 173 | 1 | 172 | 132.1969 | 41.9611 | 32.8031 | 7.9611 | 0.90382 | 157.2972 | 31.7796 | 158.2011 | 751.7714 | 600 | 600 | 151.7714
8 | 22 | 11 | 16.6 | 16.4 | 99 | 207 | 3 | 205 | 151.2814 | 47.8359 | 13.7186 | 13.8359 | 2.9375 | 187.4764 | 31.9563 | 190.4138 | 904.8465 | 600 | 600 | 304.8465
8 | 22 | 12 | 17.7 | 17 | 96 | 458 | 136 | 351 | 173.4543 | 50.7103 | 8.4543 | 16.7103 | 134.8975 | 320.9961 | 32.1616 | 455.8936 | 2166.4063 | 600 | 600 | 1566.4063
8 | 22 | 13 | 17.7 | 16.9 | 95 | 465 | 76 | 404 | 196.505 | 49.8676 | 31.505 | 15.8676 | 71.5273 | 369.4656 | 32.375 | 440.9929 | 2095.5981 | 600 | 600 | 1495.5981
8 | 22 | 14 | 18.1 | 16.9 | 93 | 217 | 7 | 212 | 217.4517 | 45.5336 | 52.4517 | 11.5336 | 5.8126 | 193.878 | 32.569 | 199.6906 | 948.9297 | 600 | 600 | 348.9297
8 | 22 | 15 | 18.1 | 17.1 | 94 | 380 | 103 | 309 | 235.021 | 38.6623 | 70.021 | 4.6623 | 68.7126 | 282.5863 | 32.7317 | 351.2989 | 1669.3726 | 600 | 600 | 1069.3726
8 | 22 | 16 | 18.4 | 16.6 | 89 | 443 | 321 | 260 | 249.6761 | 30.2538 | 84.6761 | 3.7462 | 148.4668 | 237.7749 | 32.8674 | 237.7749 | 1129.9063 | 900 | 900 | 229.9063
8 | 22 | 17 | 18.2 | 16.4 | 89 | 310 | 365 | 152 | 262.4068 | 21.0551 | 0 | 12.9449 | 84.1583 | 139.0069 | 32.9852 | 139.0069 | 660.5606 | 900 | 660.5606 | 0
8 | 22 | 18 | 17.2 | 16.2 | 94 | 122 | 75 | 101 | 274.1225 | 11.6038 | 0 | 22.3962 | 0 | 92.3664 | 33.0937 | 92.3664 | 438.9251 | 900 | 438.9251 | 0
8 | 22 | 19 | 17.2 | 16.4 | 95 | 19 | 0 | 19 | 285.5597 | 2.4474 | 0 | 31.5526 | 0 | 17.3759 | 33.1996 | 17.3759 | 82.5701 | 900 | 82.5701 | 0
8 | 22 | 20 | 16.7 | 16 | 96 | 0 | 0 | 0 | 297.3286 | -6.6136 | 0 | 0 | 0 | 0 | 33.3086 | 0 | 0 | 800 | 0 | 0
8 | 22 | 21 | 16 | 15.6 | 97 | 0 | 0 | 0 | 309.9489 | -14.5511 | 0 | 0 | 0 | 0 | 33.4255 | 0 | 0 | 700 | 0 | 0
8 | 22 | 22 | 15.8 | 15.6 | 99 | 0 | 0 | 0 | 323.8139 | -21.0599 | 0 | 0 | 0 | 0 | 33.5538 | 0 | 0 | 600 | 0 | 0
8 | 22 | 23 | 15.6 | 15.6 | 100 | 0 | 0 | 0 | 339.0541 | -25.6196 | 0 | 0 | 0 | 0 | 33.6949 | 0 | 0 | 500 | 0 | 0
8 | 22 | 24 | 14.9 | 14.9 | 100 | 0 | 0 | 0 | 355.353 | -27.7408 | 0 | 0 | 0 | 0 | 33.8459 | 0 | 0 | 400 | 0 | 0
8 | 23 | 1 | 15.1 | 15.1 | 100 | 0 | 0 | 0 | 11.9237 | -27.1512 | 0 | 0 | 0 | 0 | 30.666 | 0 | 0 | 350 | 0 | 0
8 | 23 | 2 | 15.1 | 15.1 | 100 | 0 | 0 | 0 | 27.8415 | -23.9304 | 0 | 0 | 0 | 0 | 30.8133 | 0 | 0 | 350 | 0 | 0
8 | 23 | 3 | 15.2 | 15.2 | 100 | 0 | 0 | 0 | 42.5036 | -18.4682 | 0 | 0 | 0 | 0 | 30.9491 | 0 | 0 | 350 | 0 | 0
8 | 23 | 4 | 14.8 | 14.8 | 100 | 0 | 0 | 0 | 55.8058 | -11.2898 | 0 | 0 | 0 | 0 | 31.0723 | 0 | 0 | 350 | 0 | 0
8 | 23 | 5 | 14.6 | 14.6 | 100 | 0 | 0 | 0 | 68.0157 | -2.851 | 0 | 0 | 0 | 0 | 31.1853 | 0 | 0 | 350 | 0 | 0
8 | 23 | 6 | 14.8 | 14.8 | 100 | 10 | 0 | 10 | 79.5925 | 6.268 | 85.4075 | 27.732 | 0 | 9.1452 | 31.2925 | 9.1452 | 43.4579 | 350 | 43.4579 | 0
8 | 23 | 7 | 15.8 | 15.8 | 100 | 56 | 0 | 56 | 91.0952 | 15.6269 | 73.9048 | 18.3731 | 0 | 51.2131 | 31.399 | 51.2131 | 243.3644 | 350 | 243.3644 | 0
8 | 23 | 8 | 16.5 | 16.5 | 100 | 150 | 23 | 142 | 103.1822 | 25.0004 | 61.8178 | 8.9996 | 13.5636 | 129.8617 | 31.5109 | 129.8617 | 617.1026 | 350 | 350 | 267.1026
8 | 23 | 9 | 17.2 | 16.2 | 94 | 335 | 199 | 232 | 116.659 | 33.8949 | 48.341 | 0.10508 | 153.4009 | 212.1684 | 31.6357 | 365.5693 | 1737.1853 | 350 | 350 | 1387.1853
8 | 23 | 10 | 18.8 | 16.5 | 86 | 520 | 413 | 255 | 132.4892 | 41.6937 | 32.5108 | 7.6937 | 373.1676 | 233.2023 | 31.7823 | 606.3699 | 2881.4697 | 600 | 600 | 2281.4697
8 | 23 | 11 | 19.8 | 17 | 84 | 547 | 320 | 313 | 151.5272 | 47.5332 | 13.4728 | 13.5332 | 313.1877 | 286.2444 | 31.9586 | 599.4321 | 2848.5012 | 600 | 600 | 2248.5012
8 | 23 | 12 | 20 | 16.9 | 82 | 456 | 124 | 359 | 173.5934 | 50.3767 | 8.5934 | 16.3767 | 122.9068 | 328.3122 | 32.1629 | 451.2191 | 2144.193 | 600 | 600 | 1544.193
8 | 23 | 13 | 19.2 | 16.7 | 85 | 463 | 112 | 374 | 196.5059 | 49.5224 | 31.5059 | 15.5224 | 105.2917 | 342.03 | 32.3751 | 447.3218 | 2125.673 | 600 | 600 | 1525.673
8 | 23 | 14 | 19.9 | 16.6 | 81 | 436 | 92 | 366 | 217.346 | 45.1963 | 52.346 | 11.1963 | 76.2631 | 334.7139 | 32.568 | 410.9769 | 1952.9624 | 600 | 600 | 1352.9624
8 | 23 | 15 | 19.1 | 16.8 | 87 | 377 | 55 | 340 | 234.8613 | 38.3403 | 69.8613 | 4.3403 | 36.5906 | 310.9364 | 32.7302 | 347.527 | 1651.4484 | 600 | 600 | 1051.4484
8 | 23 | 16 | 17.9 | 16.4 | 91 | 386 | 228 | 256 | 249.4976 | 29.9448 | 84.4976 | 4.0552 | 104.9457 | 234.1168 | 32.8657 | 234.1168 | 1112.5231 | 900 | 900 | 212.5231
8 | 23 | 17 | 18.3 | 16.3 | 88 | 305 | 361 | 151 | 262.2269 | 20.7534 | 0 | 13.2466 | 82.3027 | 138.0923 | 32.9836 | 138.0923 | 656.2148 | 900 | 656.2148 | 0
8 | 23 | 18 | 18.1 | 16.4 | 90 | 147 | 161 | 104 | 273.9494 | 11.3042 | 0 | 22.6958 | 0 | 95.11 | 33.0921 | 95.11 | 451.9625 | 900 | 451.9625 | 0
8 | 23 | 19 | 16.9 | 16.1 | 95 | 28 | 0 | 28 | 285.3984 | 2.1609 | 0 | 31.8391 | 0 | 25.6065 | 33.1981 | 25.6065 | 121.6822 | 900 | 121.6822 | 0
8 | 23 | 20 | 15.9 | 15.7 | 99 | 0 | 0 | 0 | 297.1851 | -6.9315 | 0 | 0 | 0 | 0 | 33.3073 | 0 | 0 | 800 | 0 | 0
8 | 23 | 21 | 15.7 | 15.7 | 100 | 0 | 0 | 0 | 309.8326 | -14.8793 | 0 | 0 | 0 | 0 | 33.4244 | 0 | 0 | 700 | 0 | 0
8 | 23 | 22 | 15.6 | 15.6 | 100 | 0 | 0 | 0 | 323.7386 | -21.3996 | 0 | 0 | 0 | 0 | 33.5531 | 0 | 0 | 600 | 0 | 0
8 | 23 | 23 | 15.8 | 15.8 | 100 | 0 | 0 | 0 | 339.0367 | -25.9662 | 0 | 0 | 0 | 0 | 33.6948 | 0 | 0 | 500 | 0 | 0
8 | 23 | 24 | 14.4 | 14.4 | 100 | 0 | 0 | 0 | 355.4061 | -28.0846 | 0 | 0 | 0 | 0 | 33.8464 | 0 | 0 | 400 | 0 | 0
8 | 24 | 1 | 14.7 | 14.7 | 100 | 0 | 0 | 0 | 12.0475 | -27.4805 | 0 | 0 | 0 | 0 | 30.6671 | 0 | 0 | 350 | 0 | 0
8 | 24 | 2 | 14.5 | 14.5 | 100 | 0 | 0 | 0 | 28.0222 | -24.236 | 0 | 0 | 0 | 0 | 30.815 | 0 | 0 | 350 | 0 | 0
8 | 24 | 3 | 14.4 | 14.4 | 100 | 0 | 0 | 0 | 42.7226 | -18.7469 | 0 | 0 | 0 | 0 | 30.9511 | 0 | 0 | 350 | 0 | 0
8 | 24 | 4 | 15 | 15 | 100 | 0 | 0 | 0 | 56.0481 | -11.5441 | 0 | 0 | 0 | 0 | 31.0745 | 0 | 0 | 350 | 0 | 0
8 | 24 | 5 | 15.2 | 15.2 | 100 | 0 | 0 | 0 | 68.2727 | -3.0936 | 0 | 0 | 0 | 0 | 31.1877 | 0 | 0 | 350 | 0 | 0
8 | 24 | 6 | 14.7 | 14.7 | 100 | 10 | 0 | 10 | 79.8612 | 6.0498 | 85.1388 | 27.9502 | 0 | 9.1452 | 31.295 | 9.1452 | 43.4579 | 350 | 43.4579 | 0
8 | 24 | 7 | 15.7 | 15.7 | 100 | 90 | 89 | 72 | 91.3756 | 15.4088 | 73.6244 | 18.5912 | 33.1317 | 65.8454 | 31.4016 | 65.8454 | 312.8971 | 350 | 312.8971 | 0
8 | 24 | 8 | 17.5 | 15.8 | 90 | 244 | 288 | 140 | 103.4747 | 24.7758 | 61.5253 | 9.2242 | 169.7732 | 128.0326 | 31.5137 | 128.0326 | 608.4111 | 350 | 350 | 258.4111
8 | 24 | 9 | 19.6 | 15.8 | 79 | 416 | 454 | 183 | 116.9601 | 33.6533 | 48.0399 | 0.34671 | 349.874 | 167.3569 | 31.6385 | 517.2309 | 2457.8813 | 350 | 350 | 2107.8813
8 | 24 | 10 | 20.5 | 16 | 75 | 564 | 627 | 164 | 132.7831 | 41.424 | 32.2169 | 7.424 | 566.3421 | 149.9811 | 31.785 | 716.3232 | 3403.9678 | 600 | 600 | 2803.9678
8 | 24 | 11 | 19.9 | 16.2 | 79 | 659 | 631 | 200 | 151.7741 | 47.2278 | 13.2259 | 13.2278 | 617.2632 | 182.9038 | 31.9609 | 800.1669 | 3802.3933 | 600 | 600 | 3202.3933
8 | 24 | 12 | 20.8 | 17.2 | 80 | 748 | 779 | 141 | 173.7338 | 50.0401 | 8.7338 | 16.0401 | 771.5453 | 128.9471 | 32.1642 | 900.4924 | 4279.1401 | 600 | 600 | 3679.1401
8 | 24 | 13 | 20.9 | 17.5 | 81 | 758 | 814 | 118 | 196.5089 | 49.174 | 31.5089 | 15.174 | 764.3543 | 107.9132 | 32.3751 | 872.2675 | 4145.0152 | 600 | 600 | 3545.0152
8 | 24 | 14 | 20.2 | 17.4 | 84 | 569 | 293 | 348 | 217.2425 | 44.8555 | 52.2425 | 10.8555 | 242.4473 | 318.2525 | 32.5671 | 560.6999 | 2664.4458 | 600 | 600 | 2064.4458
8 | 24 | 15 | 18.8 | 16.8 | 88 | 374 | 98 | 308 | 234.703 | 38.0146 | 69.703 | 4.0146 | 65.013 | 281.6718 | 32.7287 | 346.6848 | 1647.4463 | 600 | 600 | 1047.4463
8 | 24 | 16 | 19.8 | 16.5 | 81 | 479 | 457 | 221 | 249.3199 | 29.6321 | 84.3199 | 4.3679 | 209.3092 | 202.1087 | 32.8641 | 202.1087 | 960.4203 | 900 | 900 | 60.4203
8 | 24 | 17 | 20 | 16.4 | 80 | 311 | 402 | 141 | 262.0473 | 20.4481 | 0 | 13.5519 | 90.5899 | 128.9471 | 32.9819 | 128.9471 | 612.7569 | 900 | 612.7569 | 0
8 | 24 | 18 | 19.3 | 16 | 81 | 145 | 162 | 102 | 273.7762 | 11.0012 | 0 | 22.9988 | 0 | 93.2809 | 33.0905 | 93.2809 | 443.2709 | 900 | 443.2709 | 0
8 | 24 | 19 | 18.1 | 15.6 | 85 | 26 | 0 | 26 | 285.2368 | 1.8736 | 0 | 32.1264 | 0 | 23.7775 | 33.1966 | 23.7775 | 112.9906 | 900 | 112.9906 | 0
8 | 24 | 20 | 17.4 | 15.5 | 89 | 0 | 0 | 0 | 297.0413 | -7.2527 | 0 | 0 | 0 | 0 | 33.3059 | 0 | 0 | 800 | 0 | 0
8 | 24 | 21 | 16.8 | 15.6 | 93 | 0 | 0 | 0 | 309.7161 | -15.2109 | 0 | 0 | 0 | 0 | 33.4233 | 0 | 0 | 700 | 0 | 0
8 | 24 | 22 | 16.4 | 15.5 | 94 | 0 | 0 | 0 | 323.6637 | -21.7427 | 0 | 0 | 0 | 0 | 33.5524 | 0 | 0 | 600 | 0 | 0
8 | 24 | 23 | 16.5 | 15.3 | 93 | 0 | 0 | 0 | 339.0205 | -26.316 | 0 | 0 | 0 | 0 | 33.6946 | 0 | 0 | 500 | 0 | 0
8 | 24 | 24 | 16.3 | 15.3 | 94 | 0 | 0 | 0 | 355.4616 | -28.4314 | 0 | 0 | 0 | 0 | 33.8469 | 0 | 0 | 400 | 0 | 0
8 | 25 | 1 | 16.5 | 15.3 | 93 | 0 | 0 | 0 | 12.1745 | -27.8123 | 0 | 0 | 0 | 0 | 30.6683 | 0 | 0 | 350 | 0 | 0
8 | 25 | 2 | 16.8 | 14.4 | 86 | 0 | 0 | 0 | 28.2068 | -24.5436 | 0 | 0 | 0 | 0 | 30.8167 | 0 | 0 | 350 | 0 | 0
8 | 25 | 3 | 16.8 | 15.7 | 93 | 0 | 0 | 0 | 42.9454 | -19.0272 | 0 | 0 | 0 | 0 | 30.9532 | 0 | 0 | 350 | 0 | 0
8 | 25 | 4 | 16.6 | 14.6 | 88 | 0 | 0 | 0 | 56.2939 | -11.7996 | 0 | 0 | 0 | 0 | 31.0768 | 0 | 0 | 350 | 0 | 0
8 | 25 | 5 | 16.2 | 14.3 | 89 | 0 | 0 | 0 | 68.5331 | -3.3362 | 0 | 0 | 0 | 0 | 31.1901 | 0 | 0 | 350 | 0 | 0
8 | 25 | 6 | 16.1 | 14.9 | 93 | 6 | 0 | 6 | 80.1329 | 5.8306 | 84.8671 | 28.1694 | 0 | 5.4871 | 31.2975 | 5.4871 | 26.0748 | 350 | 26.0748 | 0
8 | 25 | 7 | 16.2 | 14.6 | 90 | 53 | 0 | 53 | 91.6588 | 15.1893 | 73.3412 | 18.8107 | 0 | 48.4695 | 31.4042 | 48.4695 | 230.327 | 350 | 230.327 | 0
8 | 25 | 8 | 16.6 | 14.3 | 86 | 147 | 22 | 139 | 103.7698 | 24.5495 | 61.2302 | 9.4505 | 12.9636 | 127.1181 | 31.5164 | 127.1181 | 604.0653 | 350 | 350 | 254.0653
8 | 25 | 9 | 17.8 | 14.7 | 82 | 399 | 356 | 218 | 117.2633 | 33.4096 | 47.7367 | 0.59035 | 274.2694 | 199.3651 | 31.6413 | 473.6345 | 2250.711 | 350 | 350 | 1900.711
8 | 25 | 10 | 18.3 | 14.3 | 77 | 567 | 638 | 163 | 133.0785 | 41.1518 | 31.9215 | 7.1518 | 576.0715 | 149.0666 | 31.7878 | 725.1381 | 3445.8561 | 600 | 600 | 2845.8561
8 | 25 | 11 | 19.6 | 14.5 | 72 | 680 | 704 | 171 | 152.0221 | 46.9196 | 12.9779 | 12.9196 | 688.3092 | 156.3827 | 31.9632 | 844.6919 | 4013.9759 | 600 | 600 | 3413.9759
8 | 25 | 12 | 20.2 | 15 | 72 | 595 | 308 | 355 | 173.8754 | 49.7007 | 8.8754 | 15.7007 | 304.8065 | 324.6542 | 32.1655 | 629.4607 | 2991.1973 | 600 | 600 | 2391.1973
8 | 25 | 13 | 19.1 | 13.4 | 70 | 460 | 131 | 357 | 196.5137 | 48.8224 | 31.5137 | 14.8224 | 122.8602 | 326.4832 | 32.3751 | 449.3434 | 2135.2798 | 600 | 600 | 1535.2798
8 | 25 | 14 | 18.8 | 13.2 | 70 | 214 | 10 | 207 | 217.1409 | 44.5113 | 52.1409 | 10.5113 | 8.2593 | 189.3054 | 32.5661 | 197.5647 | 938.8273 | 600 | 600 | 338.8273
8 | 25 | 15 | 18.1 | 12.8 | 71 | 374 | 86 | 316 | 234.5461 | 37.6853 | 69.5461 | 3.6853 | 56.8852 | 288.9879 | 32.7273 | 345.8731 | 1643.5891 | 600 | 600 | 1043.5891
8 | 25 | 16 | 18.1 | 13.4 | 74 | 432 | 321 | 252 | 249.143 | 29.3157 | 84.143 | 4.6843 | 146.2703 | 230.4587 | 32.8624 | 230.4587 | 1095.1399 | 900 | 900 | 195.1399
8 | 25 | 17 | 18.6 | 15.4 | 82 | 307 | 387 | 144 | 261.868 | 20.1393 | 0 | 13.8607 | 86.1693 | 131.6907 | 32.9803 | 131.6907 | 625.7942 | 900 | 625.7942 | 0
8 | 25 | 18 | 18.4 | 15.2 | 82 | 140 | 157 | 99 | 273.6029 | 10.6949 | 0 | 23.3051 | 0 | 90.5374 | 33.0889 | 90.5374 | 430.2335 | 900 | 430.2335 | 0
8 | 25 | 19 | 17.5 | 15.6 | 89 | 24 | 0 | 24 | 285.075 | 1.5862 | 0 | 32.4138 | 0 | 21.9485 | 33.1951 | 21.9485 | 104.299 | 900 | 104.299 | 0
8 | 25 | 20 | 17 | 15.3 | 90 | 0 | 0 | 0 | 296.8972 | -7.5771 | 0 | 0 | 0 | 0 | 33.3046 | 0 | 0 | 800 | 0 | 0
8 | 25 | 21 | 16.7 | 15.2 | 91 | 0 | 0 | 0 | 309.5995 | -15.5458 | 0 | 0 | 0 | 0 | 33.4222 | 0 | 0 | 700 | 0 | 0
8 | 25 | 22 | 16.5 | 15.1 | 91 | 0 | 0 | 0 | 323.5891 | -22.089 | 0 | 0 | 0 | 0 | 33.5518 | 0 | 0 | 600 | 0 | 0
8 | 25 | 23 | 16.4 | 15 | 91 | 0 | 0 | 0 | 339.0055 | -26.669 | 0 | 0 | 0 | 0 | 33.6945 | 0 | 0 | 500 | 0 | 0
8 | 25 | 24 | 16.1 | 15.4 | 96 | 0 | 0 | 0 | 355.5193 | -28.7811 | 0 | 0 | 0 | 0 | 33.8474 | 0 | 0 | 400 | 0 | 0
8 | 26 | 1 | 15.8 | 15.4 | 97 | 0 | 0 | 0 | 12.3048 | -28.1465 | 0 | 0 | 0 | 0 | 30.6695 | 0 | 0 | 350 | 0 | 0
8 | 26 | 2 | 15.6 | 15 | 96 | 0 | 0 | 0 | 28.395 | -24.8531 | 0 | 0 | 0 | 0 | 30.8185 | 0 | 0 | 350 | 0 | 0
8 | 26 | 3 | 15.6 | 15 | 96 | 0 | 0 | 0 | 43.172 | -19.3089 | 0 | 0 | 0 | 0 | 30.9553 | 0 | 0 | 350 | 0 | 0
8 | 26 | 4 | 15.8 | 15.1 | 96 | 0 | 0 | 0 | 56.5433 | -12.0563 | 0 | 0 | 0 | 0 | 31.0791 | 0 | 0 | 350 | 0 | 0
8 | 26 | 5 | 15.9 | 15.4 | 97 | 0 | 0 | 0 | 68.7966 | -3.579 | 0 | 0 | 0 | 0 | 31.1926 | 0 | 0 | 350 | 0 | 0
8 | 26 | 6 | 16.2 | 15.7 | 97 | 5 | 0 | 5 | 80.4077 | 5.6105 | 84.5923 | 28.3895 | 0 | 4.5726 | 31.3001 | 4.5726 | 21.729 | 350 | 21.729 | 0
8 | 26 | 7 | 16.2 | 16.2 | 100 | 25 | 0 | 25 | 91.9447 | 14.9686 | 73.0553 | 19.0314 | 0 | 22.863 | 31.4069 | 22.863 | 108.6448 | 350 | 108.6448 | 0
8 | 26 | 8 | 16.5 | 16 | 97 | 71 | 0 | 71 | 104.0672 | 24.3216 | 60.9328 | 9.6784 | 0 | 64.9308 | 31.5191 | 64.9308 | 308.5513 | 350 | 308.5513 | 0
8 | 26 | 9 | 16.8 | 16 | 95 | 123 | 0 | 123 | 117.5685 | 33.164 | 47.4315 | 0.83599 | 0 | 112.4858 | 31.6442 | 112.4858 | 534.5326 | 350 | 350 | 184.5326
8 | 26 | 10 | 17.1 | 16.1 | 94 | 169 | 1 | 168 | 133.3753 | 40.8773 | 31.6247 | 6.8773 | 0.90258 | 153.6392 | 31.7905 | 154.5417 | 734.3823 | 600 | 600 | 134.3823
8 | 26 | 11 | 17.6 | 16.1 | 91 | 203 | 3 | 201 | 152.2709 | 46.6089 | 12.7291 | 12.6089 | 2.9315 | 183.8183 | 31.9655 | 186.7497 | 887.4348 | 600 | 600 | 287.4348
8 | 26 | 12 | 17.9 | 16.4 | 91 | 222 | 3 | 220 | 174.0181 | 49.3585 | 9.0181 | 15.3585 | 2.9664 | 201.1941 | 32.1668 | 204.1605 | 970.1707 | 600 | 600 | 370.1707
8 | 26 | 13 | 17.8 | 16.5 | 92 | 225 | 3 | 223 | 196.5203 | 48.4677 | 31.5203 | 14.4677 | 2.81 | 203.9377 | 32.3752 | 206.7477 | 982.465 | 600 | 600 | 382.465
8 | 26 | 14 | 17.9 | 16.2 | 90 | 212 | 3 | 210 | 217.0414 | 44.1638 | 52.0414 | 10.1638 | 2.473 | 192.0489 | 32.5652 | 194.522 | 924.3683 | 600 | 600 | 324.3683
8 | 26 | 15 | 18.9 | 16.7 | 87 | 587 | 475 | 269 | 234.3908 | 37.3525 | 69.3908 | 3.3525 | 313.2418 | 246.0056 | 32.7258 | 559.2474 | 2657.5436 | 600 | 600 | 2057.5436
8 | 26 | 16 | 18.6 | 16.4 | 87 | 469 | 555 | 160 | 248.9669 | 28.9959 | 83.9669 | 5.0041 | 251.5702 | 146.323 | 32.8608 | 146.323 | 695.3269 | 900 | 695.3269 | 0
8 | 26 | 17 | 18 | 16.4 | 90 | 301 | 392 | 139 | 261.6889 | 19.8271 | 0 | 14.1729 | 86.2093 | 127.1181 | 32.9786 | 127.1181 | 604.0653 | 900 | 604.0653 | 0
8 | 26 | 18 | 17 | 16 | 94 | 136 | 150 | 97 | 273.4295 | 10.3854 | 0 | 23.6146 | 0 | 88.7083 | 33.0873 | 88.7083 | 421.5419 | 900 | 421.5419 | 0
8 | 26 | 19 | 16.7 | 16 | 96 | 21 | 0 | 21 | 284.9128 | 1.2992 | 0 | 32.7008 | 0 | 19.2049 | 33.1936 | 19.2049 | 91.2617 | 900 | 91.2617 | 0
8 | 26 | 20 | 16.7 | 16.1 | 96 | 0 | 0 | 0 | 296.7527 | -7.9045 | 0 | 0 | 0 | 0 | 33.3033 | 0 | 0 | 800 | 0 | 0
8 | 26 | 21 | 16.7 | 16.2 | 97 | 0 | 0 | 0 | 309.4826 | -15.8839 | 0 | 0 | 0 | 0 | 33.4211 | 0 | 0 | 700 | 0 | 0
8 | 26 | 22 | 16.9 | 15.7 | 93 | 0 | 0 | 0 | 323.5147 | -22.4385 | 0 | 0 | 0 | 0 | 33.5511 | 0 | 0 | 600 | 0 | 0
8 | 26 | 23 | 16.9 | 15.5 | 91 | 0 | 0 | 0 | 338.9915 | -27.0251 | 0 | 0 | 0 | 0 | 33.6944 | 0 | 0 | 500 | 0 | 0
8 | 26 | 24 | 16.8 | 15.3 | 91 | 0 | 0 | 0 | 355.5793 | -29.1336 | 0 | 0 | 0 | 0 | 33.848 | 0 | 0 | 400 | 0 | 0
8 | 27 | 1 | 16.3 | 14.9 | 91 | 0 | 0 | 0 | 12.4384 | -28.483 | 0 | 0 | 0 | 0 | 30.6707 | 0 | 0 | 350 | 0 | 0
8 | 27 | 2 | 16 | 14.2 | 89 | 0 | 0 | 0 | 28.587 | -25.1644 | 0 | 0 | 0 | 0 | 30.8203 | 0 | 0 | 350 | 0 | 0
8 | 27 | 3 | 15.6 | 14.7 | 94 | 0 | 0 | 0 | 43.4024 | -19.592 | 0 | 0 | 0 | 0 | 30.9574 | 0 | 0 | 350 | 0 | 0
8 | 27 | 4 | 15.4 | 14.8 | 96 | 0 | 0 | 0 | 56.7962 | -12.3141 | 0 | 0 | 0 | 0 | 31.0814 | 0 | 0 | 350 | 0 | 0
8 | 27 | 5 | 15.2 | 15 | 99 | 0 | 0 | 0 | 69.0634 | -3.8222 | 0 | 0 | 0 | 0 | 31.195 | 0 | 0 | 350 | 0 | 0
8 | 27 | 6 | 15.3 | 15.3 | 100 | 2 | 0 | 2 | 80.6852 | 5.3896 | 84.3148 | 28.6104 | 0 | 1.829 | 31.3026 | 1.829 | 8.6916 | 350 | 8.6916 | 0
8 | 27 | 7 | 15.9 | 15.9 | 100 | 50 | 0 | 50 | 92.2332 | 14.7465 | 72.7668 | 19.2535 | 0 | 45.7259 | 31.4096 | 45.7259 | 217.2897 | 350 | 217.2897 | 0
8 | 27 | 8 | 16.2 | 16.2 | 100 | 142 | 20 | 135 | 104.3668 | 24.0921 | 60.6332 | 9.9079 | 11.7751 | 123.46 | 31.5219 | 123.46 | 586.6821 | 350 | 350 | 236.6821
8 | 27 | 9 | 16.2 | 16.2 | 100 | 245 | 61 | 215 | 117.8754 | 32.9164 | 47.1246 | 1.0836 | 46.9645 | 196.6215 | 31.647 | 243.586 | 1157.5207 | 350 | 350 | 807.5207
8 | 27 | 10 | 18.2 | 16.7 | 91 | 444 | 241 | 293 | 133.6733 | 40.6004 | 31.3267 | 6.6004 | 217.4304 | 267.954 | 31.7933 | 485.3844 | 2306.5467 | 600 | 600 | 1706.5467
8 | 27 | 11 | 19.8 | 17 | 84 | 670 | 640 | 211 | 152.5203 | 46.2955 | 12.4797 | 12.2955 | 624.9994 | 192.9635 | 31.9678 | 817.9628 | 3886.9593 | 600 | 600 | 3286.9593
8 | 27 | 12 | 20.5 | 17.2 | 81 | 736 | 807 | 115 | 174.1616 | 49.0135 | 9.1616 | 15.0135 | 797.2321 | 105.1697 | 32.1682 | 902.4017 | 4288.2131 | 600 | 600 | 3688.2131
8 | 27 | 13 | 21.2 | 17 | 77 | 746 | 812 | 115 | 196.5287 | 48.1101 | 31.5287 | 14.1101 | 759.5576 | 105.1697 | 32.3753 | 864.7273 | 4109.184 | 600 | 600 | 3509.184
8 | 27 | 14 | 21.2 | 16.5 | 75 | 701 | 719 | 168 | 216.9437 | 43.813 | 51.9437 | 9.813 | 591.5138 | 153.6392 | 32.5643 | 745.1529 | 3540.9667 | 600 | 600 | 2940.9667
8 | 27 | 15 | 21.2 | 16.8 | 76 | 603 | 716 | 128 | 234.2369 | 37.0164 | 69.2369 | 3.0164 | 470.6994 | 117.0584 | 32.7244 | 587.7578 | 2793.0253 | 600 | 600 | 2193.0253
8 | 27 | 16 | 21.8 | 16 | 70 | 463 | 568 | 151 | 248.7916 | 28.6727 | 83.7916 | 5.3273 | 256.0744 | 138.0923 | 32.8592 | 138.0923 | 656.2148 | 900 | 656.2148 | 0
8 | 27 | 17 | 20.6 | 15.8 | 74 | 296 | 387 | 138 | 261.5102 | 19.5115 | 0 | 14.4885 | 84.0314 | 126.2036 | 32.9769 | 126.2036 | 599.7195 | 900 | 599.7195 | 0
8 | 27 | 18 | 19.3 | 15.3 | 78 | 131 | 144 | 95 | 273.256 | 10.0728 | 0 | 23.9272 | 0 | 86.8793 | 33.0857 | 86.8793 | 412.8504 | 900 | 412.8504 | 0
8 | 27 | 19 | 18.1 | 15.6 | 85 | 20 | 0 | 20 | 284.7504 | 1.0133 | 0 | 32.9867 | 0 | 18.2904 | 33.1921 | 18.2904 | 86.9159 | 900 | 86.9159 | 0
8 | 27 | 20 | 16.8 | 15.4 | 91 | 0 | 0 | 0 | 296.6079 | -8.2349 | 0 | 0 | 0 | 0 | 33.3019 | 0 | 0 | 800 | 0 | 0
8 | 27 | 21 | 16.4 | 15 | 91 | 0 | 0 | 0 | 309.3655 | -16.225 | 0 | 0 | 0 | 0 | 33.4201 | 0 | 0 | 700 | 0 | 0
8 | 27 | 22 | 16.3 | 15.4 | 94 | 0 | 0 | 0 | 323.4405 | -22.791 | 0 | 0 | 0 | 0 | 33.5504 | 0 | 0 | 600 | 0 | 0
8 | 27 | 23 | 15.9 | 15.2 | 96 | 0 | 0 | 0 | 338.9786 | -27.3841 | 0 | 0 | 0 | 0 | 33.6942 | 0 | 0 | 500 | 0 | 0
8 | 27 | 24 | 16 | 15.3 | 96 | 0 | 0 | 0 | 355.6415 | -29.4888 | 0 | 0 | 0 | 0 | 33.8485 | 0 | 0 | 400 | 0 | 0
8 | 28 | 1 | 16.3 | 14 | 86 | 0 | 0 | 0 | 12.5751 | -28.8218 | 0 | 0 | 0 | 0 | 30.672 | 0 | 0 | 350 | 0 | 0
8 | 28 | 2 | 16.2 | 13.7 | 85 | 0 | 0 | 0 | 28.7826 | -25.4775 | 0 | 0 | 0 | 0 | 30.8221 | 0 | 0 | 350 | 0 | 0
8 | 28 | 3 | 16 | 14.2 | 89 | 0 | 0 | 0 | 43.6363 | -19.8764 | 0 | 0 | 0 | 0 | 30.9596 | 0 | 0 | 350 | 0 | 0
8 | 28 | 4 | 15.8 | 14.1 | 90 | 0 | 0 | 0 | 57.0525 | -12.5729 | 0 | 0 | 0 | 0 | 31.0838 | 0 | 0 | 350 | 0 | 0
8 | 28 | 5 | 15.6 | 14.1 | 91 | 0 | 0 | 0 | 69.3332 | -4.0657 | 0 | 0 | 0 | 0 | 31.1975 | 0 | 0 | 350 | 0 | 0
8 | 28 | 6 | 15.3 | 13.7 | 90 | 8 | 0 | 8 | 80.9656 | 5.1679 | 84.0344 | 28.8321 | 0 | 7.3162 | 31.3052 | 7.3162 | 34.7663 | 350 | 34.7663 | 0
8 | 28 | 7 | 15.9 | 14.2 | 90 | 80 | 72 | 66 | 92.5242 | 14.5232 | 72.4758 | 19.4768 | 26.7046 | 60.3582 | 31.4123 | 60.3582 | 286.8224 | 350 | 286.8224 | 0
8 | 28 | 8 | 16.4 | 14.3 | 87 | 231 | 277 | 134 | 104.6686 | 23.861 | 60.3314 | 10.139 | 163.0131 | 122.5455 | 31.5247 | 122.5455 | 582.3363 | 350 | 350 | 232.3363
8 | 28 | 9 | 17.7 | 14.6 | 82 | 388 | 443 | 167 | 118.1841 | 32.6668 | 46.8159 | 1.3332 | 340.9439 | 152.7246 | 31.6499 | 493.6685 | 2345.9128 | 350 | 350 | 1995.9128
8 | 28 | 10 | 18.6 | 14.5 | 77 | 504 | 421 | 241 | 133.9723 | 40.3212 | 31.0277 | 6.3212 | 379.6535 | 220.399 | 31.796 | 600.0525 | 2851.4495 | 600 | 600 | 2251.4495
8 | 28 | 11 | 18.6 | 14.5 | 77 | 406 | 89 | 342 | 152.7703 | 45.9796 | 12.2297 | 11.9796 | 86.8575 | 312.7654 | 31.9701 | 399.623 | 1899.0084 | 600 | 600 | 1299.0084
8 | 28 | 12 | 20.1 | 14.8 | 72 | 726 | 559 | 299 | 174.306 | 48.6658 | 9.306 | 14.6658 | 551.7094 | 273.4411 | 32.1695 | 825.1506 | 3921.1154 | 600 | 600 | 3321.1154
8 | 28 | 13 | 19.9 | 14.3 | 70 | 451 | 158 | 329 | 196.5386 | 47.7497 | 31.5386 | 13.7497 | 147.5899 | 300.8767 | 32.3754 | 448.4665 | 2131.113 | 600 | 600 | 1531.113
8 | 28 | 14 | 20 | 13.8 | 67 | 557 | 290 | 343 | 216.848 | 43.4591 | 51.848 | 9.4591 | 238.0862 | 313.6799 | 32.5634 | 551.7661 | 2621.9926 | 600 | 600 | 2021.9926
8 | 28 | 15 | 20.1 | 14.5 | 70 | 478 | 279 | 295 | 234.0844 | 36.677 | 69.0844 | 2.677 | 182.8262 | 269.783 | 32.723 | 452.6092 | 2150.7991 | 600 | 600 | 1550.7991
8 | 28 | 16 | 19.5 | 14.2 | 71 | 278 | 72 | 239 | 248.6172 | 28.3463 | 83.6172 | 5.6537 | 32.2803 | 218.57 | 32.8576 | 218.57 | 1038.6446 | 900 | 900 | 138.6446
8 | 28 | 17 | 19.1 | 14.4 | 74 | 176 | 23 | 167 | 261.3318 | 19.1928 | 0 | 14.8072 | 4.9289 | 152.7246 | 32.9753 | 152.7246 | 725.7475 | 900 | 725.7475 | 0
8 | 28 | 18 | 18.2 | 14.9 | 81 | 77 | 0 | 77 | 273.0825 | 9.7573 | 0 | 24.2427 | 0 | 70.4179 | 33.0841 | 70.4179 | 334.6261 | 900 | 334.6261 | 0
8 | 28 | 19 | 17.3 | 14.3 | 83 | 15 | 0 | 15 | 284.5877 | 0.7295 | 0 | 33.2705 | 0 | 13.7178 | 33.1906 | 13.7178 | 65.1869 | 900 | 65.1869 | 0
8 | 28 | 20 | 16.5 | 13.8 | 84 | 0 | 0 | 0 | 296.4627 | -8.5682 | 0 | 0 | 0 | 0 | 33.3006 | 0 | 0 | 800 | 0 | 0
8 | 28 | 21 | 16 | 13.5 | 85 | 0 | 0 | 0 | 309.2481 | -16.5691 | 0 | 0 | 0 | 0 | 33.419 | 0 | 0 | 700 | 0 | 0
8 | 28 | 22 | 15.6 | 13.1 | 85 | 0 | 0 | 0 | 323.3666 | -23.1465 | 0 | 0 | 0 | 0 | 33.5497 | 0 | 0 | 600 | 0 | 0
8 | 28 | 23 | 15.2 | 12.7 | 85 | 0 | 0 | 0 | 338.9668 | -27.746 | 0 | 0 | 0 | 0 | 33.6941 | 0 | 0 | 500 | 0 | 0
8 | 28 | 24 | 14.9 | 11.8 | 82 | 0 | 0 | 0 | 355.7058 | -29.8465 | 0 | 0 | 0 | 0 | 33.8491 | 0 | 0 | 400 | 0 | 0
8 | 29 | 1 | 14.6 | 12.4 | 87 | 0 | 0 | 0 | 12.7149 | -29.1627 | 0 | 0 | 0 | 0 | 30.6733 | 0 | 0 | 350 | 0 | 0
8 | 29 | 2 | 14.4 | 12.2 | 87 | 0 | 0 | 0 | 28.9819 | -25.7921 | 0 | 0 | 0 | 0 | 30.8239 | 0 | 0 | 350 | 0 | 0
8 | 29 | 3 | 14.2 | 12 | 87 | 0 | 0 | 0 | 43.8739 | -20.162 | 0 | 0 | 0 | 0 | 30.9618 | 0 | 0 | 350 | 0 | 0
8 | 29 | 4 | 14.3 | 12.5 | 89 | 0 | 0 | 0 | 57.3121 | -12.8327 | 0 | 0 | 0 | 0 | 31.0862 | 0 | 0 | 350 | 0 | 0
8 | 29 | 5 | 14.2 | 12.4 | 89 | 0 | 0 | 0 | 69.606 | -4.3097 | 0 | 0 | 0 | 0 | 31.2001 | 0 | 0 | 350 | 0 | 0
8 | 29 | 6 | 14.3 | 12.4 | 88 | 7 | 0 | 7 | 81.2486 | 4.9452 | 83.7514 | 29.0548 | 0 | 6.4016 | 31.3079 | 6.4016 | 30.4206 | 350 | 30.4206 | 0
8 | 29 | 7 | 15.1 | 12.9 | 87 | 77 | 68 | 65 | 92.8175 | 14.2987 | 72.1825 | 19.7013 | 25.1979 | 59.4437 | 31.415 | 59.4437 | 282.4766 | 350 | 282.4766 | 0
8 | 29 | 8 | 15.9 | 13 | 83 | 226 | 265 | 134 | 104.9724 | 23.6283 | 60.0276 | 10.3717 | 155.8791 | 122.5455 | 31.5275 | 122.5455 | 582.3363 | 350 | 350 | 232.3363
8 | 29 | 9 | 16.5 | 13.2 | 81 | 399 | 445 | 178 | 118.4942 | 32.4154 | 46.5058 | 1.5846 | 342.3472 | 162.7843 | 31.6527 | 505.1315 | 2400.3851 | 350 | 350 | 2050.3851
8 | 29 | 10 | 17.9 | 13.3 | 74 | 501 | 438 | 230 | 134.2722 | 40.0398 | 30.7278 | 6.0398 | 394.7902 | 210.3393 | 31.7988 | 605.1295 | 2875.5753 | 600 | 600 | 2275.5753
8 | 29 | 11 | 18.4 | 13.4 | 73 | 643 | 616 | 205 | 153.0208 | 45.6613 | 11.9792 | 11.6613 | 600.7559 | 187.4764 | 31.9724 | 788.2323 | 3745.6798 | 600 | 600 | 3145.6798
8 | 29 | 12 | 17.9 | 13.1 | 73 | 583 | 297 | 357 | 174.4509 | 48.3156 | 9.4509 | 14.3156 | 292.8337 | 326.4832 | 32.1708 | 619.3169 | 2942.9939 | 600 | 600 | 2342.9939
8 | 29 | 13 | 18.5 | 12.2 | 67 | 449 | 131 | 349 | 196.5501 | 47.3865 | 31.5501 | 13.3865 | 122.1912 | 319.1671 | 32.3755 | 441.3583 | 2097.3346 | 600 | 600 | 1497.3346
8 | 29 | 14 | 18.5 | 12.6 | 68 | 421 | 93 | 353 | 216.754 | 43.1023 | 51.754 | 9.1023 | 76.1883 | 322.8251 | 32.5625 | 399.0134 | 1896.1118 | 600 | 600 | 1296.1118
8 | 29 | 15 | 17.9 | 12.3 | 70 | 361 | 86 | 305 | 233.9334 | 36.3345 | 68.9334 | 2.3345 | 56.1688 | 278.9282 | 32.7216 | 335.0971 | 1592.3812 | 600 | 600 | 992.3812
8 | 29 | 16 | 16.9 | 12.4 | 75 | 276 | 45 | 251 | 248.4436 | 28.0167 | 83.4436 | 5.9833 | 20.0605 | 229.5442 | 32.856 | 229.5442 | 1090.7941 | 900 | 900 | 190.7941
8 | 29 | 17 | 16.2 | 12.4 | 78 | 174 | 22 | 165 | 261.1537 | 18.8711 | 0 | 15.1289 | 4.6513 | 150.8956 | 32.9736 | 150.8956 | 717.0559 | 900 | 717.0559 | 0
8 | 29 | 18 | 16.3 | 12.3 | 77 | 74 | 0 | 74 | 272.909 | 9.439 | 0 | 24.561 | 0 | 67.6744 | 33.0825 | 67.6744 | 321.5887 | 900 | 321.5887 | 0
8 | 29 | 19 | 16 | 12.4 | 79 | 11 | 0 | 11 | 284.4246 | 0.44854 | 0 | 33.5515 | 0 | 10.0597 | 33.1891 | 10.0597 | 47.8037 | 900 | 47.8037 | 0
8 | 29 | 20 | 15.7 | 12 | 79 | 0 | 0 | 0 | 296.317 | -8.9043 | 0 | 0 | 0 | 0 | 33.2992 | 0 | 0 | 800 | 0 | 0
8 | 29 | 21 | 15.6 | 12.7 | 83 | 0 | 0 | 0 | 309.1305 | -16.916 | 0 | 0 | 0 | 0 | 33.4179 | 0 | 0 | 700 | 0 | 0
8 | 29 | 22 | 15.4 | 13 | 86 | 0 | 0 | 0 | 323.2927 | -23.5049 | 0 | 0 | 0 | 0 | 33.549 | 0 | 0 | 600 | 0 | 0
8 | 29 | 23 | 15.1 | 13.1 | 88 | 0 | 0 | 0 | 338.956 | -28.1106 | 0 | 0 | 0 | 0 | 33.694 | 0 | 0 | 500 | 0 | 0
8 | 29 | 24 | 14.4 | 12.9 | 91 | 0 | 0 | 0 | 355.7723 | -30.2068 | 0 | 0 | 0 | 0 | 33.8497 | 0 | 0 | 400 | 0 | 0
8 | 30 | 1 | 14.3 | 13.2 | 93 | 0 | 0 | 0 | 12.8579 | -29.5057 | 0 | 0 | 0 | 0 | 30.6746 | 0 | 0 | 350 | 0 | 0
8 | 30 | 2 | 14.3 | 13.4 | 94 | 0 | 0 | 0 | 29.1847 | -26.1084 | 0 | 0 | 0 | 0 | 30.8258 | 0 | 0 | 350 | 0 | 0
8 | 30 | 3 | 13.9 | 13 | 94 | 0 | 0 | 0 | 44.115 | -20.4489 | 0 | 0 | 0 | 0 | 30.964 | 0 | 0 | 350 | 0 | 0
8 | 30 | 4 | 13.4 | 12.8 | 96 | 0 | 0 | 0 | 57.5749 | -13.0935 | 0 | 0 | 0 | 0 | 31.0887 | 0 | 0 | 350 | 0 | 0
8 | 30 | 5 | 13.7 | 12.6 | 93 | 0 | 0 | 0 | 69.8817 | -4.5542 | 0 | 0 | 0 | 0 | 31.2026 | 0 | 0 | 350 | 0 | 0
8 | 30 | 6 | 14.6 | 13 | 90 | 4 | 0 | 4 | 81.5342 | 4.7225 | 83.4658 | 29.2775 | 0 | 3.6581 | 31.3105 | 3.6581 | 17.3832 | 350 | 17.3832 | 0
8 | 30 | 7 | 15.1 | 13.1 | 88 | 45 | 0 | 45 | 93.113 | 14.0729 | 71.887 | 19.9271 | 0 | 41.1533 | 31.4177 | 41.1533 | 195.5607 | 350 | 195.5607 | 0
8 | 30 | 8 | 16.3 | 13.5 | 83 | 204 | 184 | 141 | 105.2781 | 23.3942 | 59.7219 | 10.6058 | 108.1809 | 128.9471 | 31.5304 | 128.9471 | 612.7569 | 350 | 350 | 262.7569
8 | 30 | 9 | 16.9 | 13.3 | 79 | 395 | 445 | 176 | 118.8058 | 32.162 | 46.1942 | 1.838 | 342.2014 | 160.9553 | 31.6556 | 503.1567 | 2391.0008 | 350 | 350 | 2041.0008
8 | 30 | 10 | 18.1 | 13.3 | 74 | 548 | 632 | 159 | 134.5729 | 39.7562 | 30.4271 | 5.7562 | 569.3516 | 145.4085 | 31.8016 | 714.7601 | 3396.5398 | 600 | 600 | 2796.5398
8 | 30 | 11 | 19.2 | 13.5 | 70 | 662 | 705 | 164 | 153.2714 | 45.3405 | 11.7286 | 11.3405 | 687.049 | 149.9811 | 31.9747 | 837.0301 | 3977.5669 | 600 | 600 | 3377.5669
8 | 30 | 12 | 20.4 | 13.7 | 65 | 726 | 741 | 165 | 174.5965 | 47.9629 | 9.5965 | 13.9629 | 729.839 | 150.8956 | 32.1722 | 880.7346 | 4185.2509 | 600 | 600 | 3585.2509
8 | 30 | 13 | 20.8 | 14.1 | 65 | 735 | 743 | 167 | 196.563 | 47.0207 | 31.563 | 13.0207 | 691.9924 | 152.7246 | 32.3756 | 844.717 | 4014.0953 | 600 | 600 | 3414.0953
8 | 30 | 14 | 20.7 | 14.2 | 66 | 688 | 723 | 162 | 216.6618 | 42.7426 | 51.6618 | 8.7426 | 590.9918 | 148.152 | 32.5617 | 739.1438 | 3512.4114 | 600 | 600 | 2912.4114
8 | 30 | 15 | 21.1 | 14.6 | 66 | 589 | 666 | 157 | 233.7838 | 35.9889 | 68.7838 | 1.9889 | 433.5037 | 143.5794 | 32.7202 | 577.0831 | 2742.299 | 600 | 600 | 2142.299
8 | 30 | 16 | 20.7 | 14.8 | 69 | 448 | 555 | 150 | 248.2708 | 27.684 | 83.2708 | 6.316 | 245.9705 | 137.1778 | 32.8544 | 137.1778 | 651.869 | 900 | 651.869 | 0
8 | 30 | 17 | 19.8 | 15 | 74 | 280 | 369 | 134 | 260.9759 | 18.5464 | 0 | 15.4536 | 76.9362 | 122.5455 | 32.972 | 122.5455 | 582.3363 | 900 | 582.3363 | 0
8 | 30 | 18 | 18.9 | 14.8 | 77 | 118 | 124 | 89 | 272.7354 | 9.118 | 0 | 24.882 | 0 | 81.3922 | 33.0809 | 81.3922 | 386.7756 | 900 | 386.7756 | 0
8 | 30 | 19 | 17.7 | 14.8 | 83 | 16 | 0 | 16 | 284.2613 | 0.17142 | 0 | 33.8286 | 0 | 14.6323 | 33.1876 | 14.6323 | 69.5327 | 900 | 69.5327 | 0
8 | 30 | 20 | 16.2 | 14.4 | 89 | 0 | 0 | 0 | 296.171 | -9.243 | 0 | 0 | 0 | 0 | 33.2979 | 0 | 0 | 800 | 0 | 0
8 | 30 | 21 | 15.6 | 14.4 | 93 | 0 | 0 | 0 | 309.0126 | -17.2657 | 0 | 0 | 0 | 0 | 33.4168 | 0 | 0 | 700 | 0 | 0
8 | 30 | 22 | 15.3 | 14.4 | 94 | 0 | 0 | 0 | 323.2191 | -23.8659 | 0 | 0 | 0 | 0 | 33.5483 | 0 | 0 | 600 | 0 | 0
8 | 30 | 23 | 15.4 | 14.3 | 93 | 0 | 0 | 0 | 338.9461 | -28.4778 | 0 | 0 | 0 | 0 | 33.6939 | 0 | 0 | 500 | 0 | 0
8 | 30 | 24 | 15.6 | 14.1 | 91 | 0 | 0 | 0 | 355.8409 | -30.5695 | 0 | 0 | 0 | 0 | 33.8504 | 0 | 0 | 400 | 0 | 0
8 | 31 | 1 | 15.5 | 14.3 | 93 | 0 | 0 | 0 | 13.0039 | -29.8507 | 0 | 0 | 0 | 0 | 30.676 | 0 | 0 | 350 | 0 | 0
8 | 31 | 2 | 15.9 | 14 | 88 | 0 | 0 | 0 | 29.391 | -26.4261 | 0 | 0 | 0 | 0 | 30.8277 | 0 | 0 | 350 | 0 | 0
8 | 31 | 3 | 16.3 | 14 | 86 | 0 | 0 | 0 | 44.3595 | -20.7368 | 0 | 0 | 0 | 0 | 30.9663 | 0 | 0 | 350 | 0 | 0
8 | 31 | 4 | 15.9 | 14.3 | 90 | 0 | 0 | 0 | 57.8409 | -13.3552 | 0 | 0 | 0 | 0 | 31.0911 | 0 | 0 | 350 | 0 | 0
8 | 31 | 5 | 15.9 | 14.5 | 91 | 0 | 0 | 0 | 70.1602 | -4.7992 | 0 | 0 | 0 | 0 | 31.2052 | 0 | 0 | 350 | 0 | 0
8 | 31 | 6 | 17 | 15.1 | 89 | 6 | 0 | 6 | 81.8222 | 4.4994 | 83.1778 | 29.5006 | 0 | 5.4871 | 31.3132 | 5.4871 | 26.0748 | 350 | 26.0748 | 0
8 | 31 | 7 | 17.6 | 15.9 | 90 | 71 | 55 | 62 | 93.4107 | 13.846 | 71.5893 | 20.154 | 20.3432 | 56.7002 | 31.4205 | 56.7002 | 269.4392 | 350 | 269.4392 | 0
8 | 31 | 8 | 18.5 | 16.5 | 88 | 212 | 236 | 132 | 105.5855 | 23.1585 | 59.4145 | 10.8415 | 138.6839 | 120.7165 | 31.5332 | 120.7165 | 573.6447 | 350 | 350 | 223.6447
8 | 31 | 9 | 20.3 | 16 | 76 | 376 | 388 | 186 | 119.1185 | 31.9068 | 45.8815 | 2.0932 | 298.2328 | 170.1005 | 31.6585 | 468.3333 | 2225.5197 | 350 | 350 | 1875.5197
8 | 31 | 10 | 21.4 | 16 | 71 | 432 | 248 | 280 | 134.8742 | 39.4703 | 30.1258 | 5.4703 | 223.2905 | 256.0653 | 31.8044 | 479.3557 | 2277.8985 | 600 | 600 | 1677.8985
8 | 31 | 11 | 22.3 | 15.3 | 65 | 398 | 95 | 331 | 153.5222 | 45.0174 | 11.4778 | 11.0174 | 92.5091 | 302.7057 | 31.9771 | 395.2148 | 1878.0609 | 600 | 600 | 1278.0609
8 | 31 | 12 | 23 | 15.2 | 61 | 437 | 93 | 366 | 174.7424 | 47.6078 | 9.7424 | 13.6078 | 91.4985 | 334.7139 | 32.1735 | 426.2124 | 2025.3614 | 600 | 600 | 1425.3614
8 | 31 | 13 | 23.7 | 15.4 | 60 | 219 | 10 | 211 | 196.5771 | 46.6523 | 31.5771 | 12.6523 | 9.2989 | 192.9635 | 32.3757 | 202.2623 | 961.1506 | 600 | 600 | 361.1506
8 | 31 | 14 | 24.4 | 15.7 | 58 | 205 | 3 | 203 | 216.5713 | 42.3801 | 51.5713 | 8.3801 | 2.4466 | 185.6473 | 32.5608 | 188.094 | 893.8225 | 600 | 600 | 293.8225
8 | 31 | 15 | 25.2 | 17 | 60 | 175 | 1 | 174 | 233.6355 | 35.6405 | 68.6355 | 1.6405 | 0.64863 | 159.1263 | 32.7188 | 159.7749 | 759.2503 | 600 | 600 | 159.2503
8 | 31 | 16 | 23.9 | 17.7 | 68 | 267 | 84 | 222 | 248.0989 | 27.3485 | 83.0989 | 6.6515 | 37.0055 | 203.0232 | 32.8528 | 203.0232 | 964.7661 | 900 | 900 | 64.7661
8 | 31 | 17 | 21.8 | 17.3 | 76 | 218 | 148 | 161 | 260.7985 | 18.2188 | 0 | 15.7812 | 30.4189 | 147.2375 | 32.9704 | 147.2375 | 699.6727 | 900 | 699.6727 | 0
8 | 31 | 18 | 21.1 | 16.8 | 76 | 69 | 0 | 69 | 272.5618 | 8.7944 | 0 | 25.2056 | 0 | 63.1018 | 33.0793 | 63.1018 | 299.8597 | 900 | 299.8597 | 0
8 | 31 | 19 | 19.3 | 16.8 | 85 | 9 | 0 | 9 | 284.0977 | -0.22533 | 0 | 0 | 0 | 8.2307 | 33.1861 | 8.2307 | 39.1121 | 900 | 39.1121 | 0
8 | 31 | 20 | 18.4 | 16.6 | 89 | 0 | 0 | 0 | 296.0246 | -9.5843 | 0 | 0 | 0 | 0 | 33.2965 | 0 | 0 | 800 | 0 | 0
8 | 31 | 21 | 17.5 | 16.4 | 93 | 0 | 0 | 0 | 308.8943 | -17.6179 | 0 | 0 | 0 | 0 | 33.4157 | 0 | 0 | 700 | 0 | 0
8 | 31 | 22 | 16.9 | 16.1 | 95 | 0 | 0 | 0 | 323.1455 | -24.2296 | 0 | 0 | 0 | 0 | 33.5476 | 0 | 0 | 600 | 0 | 0
8 | 31 | 23 | 16.5 | 15.8 | 96 | 0 | 0 | 0 | 338.9372 | -28.8476 | 0 | 0 | 0 | 0 | 33.6939 | 0 | 0 | 500 | 0 | 0
8 | 31 | 24 | 16.3 | 15.3 | 94 | 0 | 0 | 0 | 355.9116 | -30.9344 | 0 | 0 | 0 | 0 | 33.851 | 0 | 0 | 400 | 0 | 0
9 | 1 | 1 | 16.2 | 14.7 | 91 | 0 | 0 | 0 | 13.1529 | -30.1976 | 0 | 0 | 0 | 0 | 30.6773 | 0 | 0 | 350 | 0 | 0
9 | 1 | 2 | 16.1 | 14.2 | 89 | 0 | 0 | 0 | 29.6008 | -26.7453 | 0 | 0 | 0 | 0 | 30.8296 | 0 | 0 | 350 | 0 | 0
9 | 1 | 3 | 16 | 13.9 | 87 | 0 | 0 | 0 | 44.6074 | -21.0257 | 0 | 0 | 0 | 0 | 30.9686 | 0 | 0 | 350 | 0 | 0
9 | 1 | 4 | 15.8 | 13.7 | 88 | 0 | 0 | 0 | 58.1099 | -13.6177 | 0 | 0 | 0 | 0 | 31.0936 | 0 | 0 | 350 | 0 | 0
9 | 1 | 5 | 15.5 | 13.6 | 89 | 0 | 0 | 0 | 70.4414 | -5.0446 | 0 | 0 | 0 | 0 | 31.2078 | 0 | 0 | 350 | 0 | 0
9 | 1 | 6 | 15.3 | 13.6 | 90 | 4 | 0 | 4 | 82.1126 | 4.2758 | 82.8874 | 29.7242 | 0 | 3.6581 | 31.3159 | 3.6581 | 17.3832 | 350 | 17.3832 | 0
9 | 1 | 7 | 16.8 | 13.5 | 81 | 47 | 0 | 47 | 93.7104 | 13.618 | 71.2896 | 20.382 | 0 | 42.9824 | 31.4232 | 42.9824 | 204.2523 | 350 | 204.2523 | 0
9 | 1 | 8 | 17.5 | 12.5 | 72 | 140 | 17 | 135 | 105.8946 | 22.9213 | 59.1054 | 11.0787 | 9.9847 | 123.46 | 31.5361 | 123.46 | 586.6821 | 350 | 350 | 236.6821
9 | 1 | 9 | 18.8 | 12.2 | 65 | 389 | 391 | 199 | 119.4324 | 31.6497 | 45.5676 | 2.3503 | 300.392 | 181.9892 | 31.6614 | 181.9892 | 864.8129 | 350 | 350 | 514.8129
9 | 1 | 10 | 19.2 | 11 | 59 | 443 | 284 | 270 | 135.1759 | 39.1824 | 29.8241 | 5.1824 | 255.5497 | 246.9201 | 31.8072 | 502.4697 | 2387.7362 | 600 | 600 | 1787.7362
9 | 1 | 11 | 20.1 | 10.8 | 55 | 661 | 609 | 236 | 153.7729 | 44.692 | 11.2271 | 10.692 | 592.5448 | 215.8264 | 31.9794 | 808.3712 | 3841.3799 | 600 | 600 | 3241.3799
9 | 1 | 12 | 19.7 | 11.2 | 58 | 730 | 782 | 144 | 174.8885 | 47.2503 | 9.8885 | 13.2503 | 768.4896 | 131.6907 | 32.1749 | 900.1803 | 4277.6567 | 600 | 600 | 3677.6567
9 | 1 | 13 | 19.7 | 11.4 | 59 | 222 | 2 | 220 | 196.5925 | 46.2815 | 31.5925 | 12.2815 | 1.8567 | 201.1941 | 32.3759 | 203.0509 | 964.8978 | 600 | 600 | 364.8978
9 | 1 | 14 | 20 | 10.9 | 56 | 251 | 5 | 248 | 216.4825 | 42.0149 | 51.4825 | 8.0149 | 4.0681 | 226.8007 | 32.56 | 230.8688 | 1097.0885 | 600 | 600 | 497.0885
9 | 1 | 15 | 20.3 | 10.7 | 54 | 532 | 428 | 258 | 233.4886 | 35.2892 | 68.4886 | 1.2892 | 276.6198 | 235.9458 | 32.7175 | 512.5656 | 2435.7119 | 600 | 600 | 1835.7119
9 | 1 | 16 | 20.3 | 11.5 | 57 | 427 | 480 | 174 | 247.9277 | 27.0101 | 82.9277 | 6.9899 | 210.1652 | 159.1263 | 32.8512 | 159.1263 | 756.168 | 900 | 756.168 | 0
9 | 1 | 17 | 19.6 | 11.7 | 60 | 251 | 253 | 154 | 260.6214 | 17.8886 | 0 | 16.1114 | 51.239 | 140.8359 | 32.9687 | 140.8359 | 669.2522 | 900 | 669.2522 | 0
9 | 1 | 18 | 18.8 | 11.4 | 62 | 101 | 78 | 84 | 272.388 | 8.4684 | 0 | 25.5316 | 0 | 76.8196 | 33.0777 | 76.8196 | 365.0466 | 900 | 365.0466 | 0
9 | 1 | 19 | 18.2 | 11.8 | 66 | 11 | 0 | 11 | 283.9338 | -0.71201 | 0 | 0 | 0 | 10.0597 | 33.1846 | 10.0597 | 47.8037 | 900 | 47.8037 | 0
9 | 1 | 20 | 17.8 | 12.5 | 72 | 0 | 0 | 0 | 295.8777 | -9.928 | 0 | 0 | 0 | 0 | 33.2952 | 0 | 0 | 800 | 0 | 0
9 | 1 | 21 | 17.8 | 12.8 | 72 | 0 | 0 | 0 | 308.7757 | -17.9727 | 0 | 0 | 0 | 0 | 33.4146 | 0 | 0 | 700 | 0 | 0
9 | 1 | 22 | 17.8 | 10.6 | 62 | 0 | 0 | 0 | 323.0719 | -24.5958 | 0 | 0 | 0 | 0 | 33.547 | 0 | 0 | 600 | 0 | 0
9 | 1 | 23 | 17.4 | 11.2 | 67 | 0 | 0 | 0 | 338.9292 | -29.2199 | 0 | 0 | 0 | 0 | 33.6938 | 0 | 0 | 500 | 0 | 0
9 | 1 | 24 | 17.1 | 11.5 | 70 | 0 | 0 | 0 | 355.9842 | -31.3016 | 0 | 0 | 0 | 0 | 33.8517 | 0 | 0 | 400 | 0 | 0
9 | 2 | 1 | 16.6 | 11.4 | 71 | 0 | 0 | 0 | 13.305 | -30.5462 | 0 | 0 | 0 | 0 | 30.6787 | 0 | 0 | 350 | 0 | 0
9 | 2 | 2 | 16.2 | 11.4 | 73 | 0 | 0 | 0 | 29.814 | -27.0657 | 0 | 0 | 0 | 0 | 30.8316 | 0 | 0 | 350 | 0 | 0
9 | 2 | 3 | 15.9 | 10.9 | 72 | 0 | 0 | 0 | 44.8587 | -21.3157 | 0 | 0 | 0 | 0 | 30.9709 | 0 | 0 | 350 | 0 | 0
9 | 2 | 4 | 15.9 | 11.7 | 76 | 0 | 0 | 0 | 58.3819 | -13.881 | 0 | 0 | 0 | 0 | 31.0961 | 0 | 0 | 350 | 0 | 0
9 | 2 | 5 | 15.6 | 12.2 | 80 | 0 | 0 | 0 | 70.7252 | -5.2907 | 0 | 0 | 0 | 0 | 31.2104 | 0 | 0 | 350 | 0 | 0
9 | 2 | 6 | 15.7 | 11.9 | 78 | 5 | 0 | 5 | 82.4052 | 4.0518 | 82.5948 | 29.9482 | 0 | 4.5726 | 31.3186 | 4.5726 | 21.729 | 350 | 21.729 | 0
9 | 2 | 7 | 16.5 | 12 | 75 | 64 | 32 | 59 | 94.012 | 13.3888 | 70.988 | 20.6112 | 11.8139 | 53.9566 | 31.426 | 53.9566 | 256.4018 | 350 | 256.4018 | 0
9 | 2 | 8 | 17.4 | 11.5 | 68 | 183 | 146 | 134 | 106.2051 | 22.6826 | 58.7949 | 11.3174 | 85.7035 | 122.5455 | 31.5389 | 122.5455 | 582.3363 | 350 | 350 | 232.3363
9 | 2 | 9 | 18.1 | 11.5 | 65 | 399 | 444 | 185 | 119.7473 | 31.3908 | 45.2527 | 2.6092 | 340.9324 | 169.186 | 31.6643 | 169.186 | 803.9718 | 350 | 350 | 453.9718
9 | 2 | 10 | 18.7 | 10.9 | 61 | 542 | 642 | 153 | 135.478 | 38.8923 | 29.522 | 4.8923 | 577.3156 | 139.9214 | 31.81 | 717.237 | 3408.31 | 600 | 600 | 2808.31
9 | 2 | 11 | 18.7 | 10.6 | 60 | 661 | 723 | 159 | 154.0234 | 44.3644 | 10.9766 | 10.3644 | 702.8545 | 145.4085 | 31.9817 | 848.263 | 4030.9459 | 600 | 600 | 3430.9459
9 | 2 | 12 | 18.5 | 11.4 | 63 | 721 | 766 | 150 | 175.0349 | 46.8906 | 10.0349 | 12.8906 | 751.861 | 137.1778 | 32.1762 | 889.0388 | 4224.7124 | 600 | 600 | 3624.7124
9 | 2 | 13 | 17.7 | 11.3 | 66 | 622 | 405 | 317 | 196.6089 | 45.9083 | 31.6089 | 11.9083 | 375.3561 | 289.9025 | 32.376 | 665.2586 | 3161.3087 | 600 | 600 | 2561.3087
9 | 2 | 14 | 18 | 10.8 | 63 | 595 | 481 | 252 | 216.3952 | 41.6472 | 51.3952 | 7.6472 | 390.404 | 230.4587 | 32.5592 | 620.8627 | 2950.3395 | 600 | 600 | 2350.3395
9 | 2 | 15 | 18.2 | 10.6 | 61 | 585 | 625 | 188 | 233.343 | 34.9353 | 68.343 | 0.93525 | 402.4565 | 171.9295 | 32.7161 | 574.386 | 2729.4823 | 600 | 600 | 2129.4823
9 | 2 | 16 | 18.3 | 11.4 | 64 | 446 | 614 | 126 | 247.7574 | 26.669 | 82.7574 | 7.331 | 267.1514 | 115.2294 | 32.8496 | 115.2294 | 547.57 | 900 | 547.57 | 0
9 | 2 | 17 | 17.5 | 11.5 | 68 | 277 | 415 | 120 | 260.4446 | 17.5557 | 0 | 16.4443 | 82.7837 | 109.7423 | 32.9671 | 109.7423 | 521.4952 | 900 | 521.4952 | 0
9 | 2 | 18 | 16.8 | 11.3 | 70 | 113 | 149 | 81 | 272.2143 | 8.1401 | 0 | 25.8599 | 0 | 74.076 | 33.0761 | 74.076 | 352.0093 | 900 | 352.0093 | 0
9 | 2 | 19 | 16.2 | 11.7 | 75 | 14 | 0 | 14 | 283.7695 | -1.1269 | 0 | 0 | 0 | 12.8033 | 33.1831 | 12.8033 | 60.8411 | 900 | 60.8411 | 0
9 | 2 | 20 | 15.7 | 12.4 | 81 | 0 | 0 | 0 | 295.7304 | -10.2741 | 0 | 0 | 0 | 0 | 33.2938 | 0 | 0 | 800 | 0 | 0
9 | 2 | 21 | 15.8 | 12.6 | 81 | 0 | 0 | 0 | 308.6566 | -18.3299 | 0 | 0 | 0 | 0 | 33.4135 | 0 | 0 | 700 | 0 | 0
9 | 2 | 22 | 15.8 | 7.2 | 57 | 0 | 0 | 0 | 322.9983 | -24.9644 | 0 | 0 | 0 | 0 | 33.5463 | 0 | 0 | 600 | 0 | 0
9 | 2 | 23 | 15.2 | 8.8 | 66 | 0 | 0 | 0 | 338.9219 | -29.5945 | 0 | 0 | 0 | 0 | 33.6937 | 0 | 0 | 500 | 0 | 0
9 | 2 | 24 | 14.6 | 8.9 | 69 | 0 | 0 | 0 | 356.0588 | -31.6709 | 0 | 0 | 0 | 0 | 33.8524 | 0 | 0 | 400 | 0 | 0
9 | 3 | 1 | 14.4 | 8.3 | 67 | 0 | 0 | 0 | 13.46 | -30.8965 | 0 | 0 | 0 | 0 | 30.6802 | 0 | 0 | 350 | 0 | 0
9 | 3 | 2 | 14.3 | 9 | 70 | 0 | 0 | 0 | 30.0305 | -27.3875 | 0 | 0 | 0 | 0 | 30.8336 | 0 | 0 | 350 | 0 | 0
9 | 3 | 3 | 14.2 | 8.5 | 69 | 0 | 0 | 0 | 45.1131 | -21.6065 | 0 | 0 | 0 | 0 | 30.9733 | 0 | 0 | 350 | 0 | 0
9 | 3 | 4 | 14.1 | 9.2 | 72 | 0 | 0 | 0 | 58.6568 | -14.145 | 0 | 0 | 0 | 0 | 31.0987 | 0 | 0 | 350 | 0 | 0
9 | 3 | 5 | 14 | 10.2 | 78 | 0 | 0 | 0 | 71.0115 | -5.5372 | 0 | 0 | 0 | 0 | 31.2131 | 0 | 0 | 350 | 0 | 0
9 | 3 | 6 | 14.2 | 9.1 | 71 | 5 | 0 | 5 | 82.7 | 3.8275 | 82.3 | 30.1725 | 0 | 4.5726 | 31.3213 | 4.5726 | 21.729 | 350 | 21.729 | 0
9 | 3 | 7 | 14.8 | 9.6 | 71 | 61 | 30 | 56 | 94.3153 | 13.1584 | 70.6847 | 20.8416 | 11.065 | 51.2131 | 31.4288 | 51.2131 | 243.3644 | 350 | 243.3644 | 0
9 | 3 | 8 | 15.9 | 9.4 | 65 | 137 | 13 | 132 | 106.5171 | 22.4425 | 58.4829 | 11.5575 | 7.6267 | 120.7165 | 31.5418 | 120.7165 | 573.6447 | 350 | 350 | 223.6447
9 | 3 | 9 | 16.1 | 9.6 | 65 | 396 | 177 | 312 | 120.063 | 31.1301 | 44.937 | 2.8699 | 135.8367 | 285.3299 | 31.6672 | 285.3299 | 1355.8875 | 350 | 350 | 1005.8875
9 | 3 | 10 | 17.1 | 9.5 | 61 | 538 | 639 | 153 | 135.7802 | 38.6002 | 29.2198 | 4.6002 | 574.2259 | 139.9214 | 31.8128 | 714.1473 | 3393.6279 | 600 | 600 | 2793.6279
9 | 3 | 11 | 16.2 | 8.8 | 61 | 600 | 529 | 234 | 154.2737 | 44.0346 | 10.7263 | 10.0346 | 513.7905 | 213.9974 | 31.984 | 727.7879 | 3458.4481 | 600 | 600 | 2858.4481
9 | 3 | 12 | 16.4 | 9.8 | 65 | 438 | 131 | 341 | 175.1812 | 46.5287 | 10.1812 | 12.5287 | 128.4207 | 311.8509 | 32.1776 | 440.2716 | 2092.1705 | 600 | 600 | 1492.1705
9 | 3 | 13 | 14.8 | 9.2 | 69 | 443 | 123 | 351 | 196.6264 | 45.5329 | 31.6264 | 11.5329 | 113.7977 | 320.9961 | 32.3762 | 434.7938 | 2066.14 | 600 | 600 | 1466.14
9 | 3 | 14 | 15.9 | 7.3 | 57 | 416 | 122 | 329 | 216.3094 | 41.2771 | 51.3094 | 7.2771 | 98.7738 | 300.8767 | 32.5584 | 399.6505 | 1899.139 | 600 | 600 | 1299.139
9 | 3 | 15 | 16.3 | 7.1 | 54 | 468 | 292 | 284 | 233.1987 | 34.5788 | 68.1987 | 0.57875 | 187.3185 | 259.7233 | 32.7148 | 447.0418 | 2124.3428 | 600 | 600 | 1524.3428
9 | 3 | 16 | 15.9 | 8.2 | 60 | 439 | 544 | 159 | 247.5879 | 26.3254 | 82.5879 | 7.6746 | 235.1765 | 145.4085 | 32.848 | 145.4085 | 690.9811 | 900 | 690.9811 | 0
9 | 3 | 17 | 15.8 | 8.1 | 60 | 272 | 388 | 128 | 260.2681 | 17.2204 | 0 | 16.7796 | 76.2008 | 117.0584 | 32.9654 | 117.0584 | 556.2615 | 900 | 556.2615 | 0
9 | 3 | 18 | 15.1 | 7.5 | 60 | 107 | 110 | 84 | 272.0405 | 7.8098 | 0 | 26.1902 | 0 | 76.8196 | 33.0744 | 76.8196 | 365.0466 | 900 | 365.0466 | 0
9 | 3 | 19 | 14.9 | 7.9 | 63 | 8 | 0 | 8 | 283.6049 | -1.5133 | 0 | 0 | 0 | 7.3162 | 33.1815 | 7.3162 | 34.7663 | 900 | 34.7663 | 0
9 | 3 | 20 | 13.8 | 9.3 | 74 | 0 | 0 | 0 | 295.5825 | -10.6224 | 0 | 0 | 0 | 0 | 33.2924 | 0 | 0 | 800 | 0 | 0
9 | 3 | 21 | 14 | 10.6 | 80 | 0 | 0 | 0 | 308.5371 | -18.6894 | 0 | 0 | 0 | 0 | 33.4124 | 0 | 0 | 700 | 0 | 0
9 | 3 | 22 | 14.2 | 11.2 | 82 | 0 | 0 | 0 | 322.9247 | -25.3353 | 0 | 0 | 0 | 0 | 33.5456 | 0 | 0 | 600 | 0 | 0
9 | 3 | 23 | 14.3 | 11.3 | 82 | 0 | 0 | 0 | 338.9155 | -29.9714 | 0 | 0 | 0 | 0 | 33.6937 | 0 | 0 | 500 | 0 | 0
9 | 3 | 24 | 13.3 | 12.2 | 93 | 0 | 0 | 0 | 356.1354 | -32.0422 | 0 | 0 | 0 | 0 | 33.8531 | 0 | 0 | 400 | 0 | 0
9 | 4 | 1 | 13.6 | 11.6 | 88 | 0 | 0 | 0 | 13.6178 | -31.2485 | 0 | 0 | 0 | 0 | 30.6816 | 0 | 0 | 350 | 0 | 0
9 | 4 | 2 | 13.8 | 11.6 | 87 | 0 | 0 | 0 | 30.2503 | -27.7103 | 0 | 0 | 0 | 0 | 30.8357 | 0 | 0 | 350 | 0 | 0
9 | 4 | 3 | 14 | 11.8 | 87 | 0 | 0 | 0 | 45.3708 | -21.8982 | 0 | 0 | 0 | 0 | 30.9757 | 0 | 0 | 350 | 0 | 0
9 | 4 | 4 | 14.6 | 12.4 | 87 | 0 | 0 | 0 | 58.9346 | -14.4097 | 0 | 0 | 0 | 0 | 31.1012 | 0 | 0 | 350 | 0 | 0
9 | 4 | 5 | 15.1 | 13.5 | 90 | 0 | 0 | 0 | 71.3003 | -5.7842 | 0 | 0 | 0 | 0 | 31.2157 | 0 | 0 | 350 | 0 | 0
9 | 4 | 6 | 15 | 13.2 | 89 | 3 | 0 | 3 | 82.9968 | 3.603 | 82.0032 | 30.397 | 0 | 2.7436 | 31.324 | 2.7436 | 13.0374 | 350 | 13.0374 | 0
9 | 4 | 7 | 15.6 | 13.5 | 87 | 42 | 0 | 42 | 94.6204 | 12.927 | 70.3796 | 21.073 | 0 | 38.4098 | 31.4317 | 38.4098 | 182.5233 | 350 | 182.5233 | 0
9 | 4 | 8 | 15.8 | 13.5 | 86 | 134 | 15 | 129 | 106.8302 | 22.201 | 58.1698 | 11.799 | 8.7947 | 117.9729 | 31.5447 | 117.9729 | 560.6073 | 350 | 350 | 210.6073
9 | 4 | 9 | 16.2 | 13.5 | 84 | 237 | 69 | 204 | 120.3794 | 30.8677 | 44.6206 | 3.1323 | 52.9219 | 186.5618 | 31.6702 | 186.5618 | 886.5418 | 350 | 350 | 536.5418
9 | 4 | 10 | 16.4 | 13.2 | 81 | 328 | 89 | 275 | 136.0824 | 38.3061 | 28.9176 | 4.3061 | 79.9204 | 251.4927 | 31.8156 | 331.413 | 1574.8748 | 600 | 600 | 974.8748
9 | 4 | 11 | 17.9 | 13.5 | 75 | 520 | 285 | 324 | 154.5234 | 43.7026 | 10.4766 | 9.7026 | 276.5401 | 296.3041 | 31.9863 | 572.8442 | 2722.1556 | 600 | 600 | 2122.1556
9 | 4 | 12 | 17.5 | 13.1 | 75 | 433 | 106 | 355 | 175.3275 | 46.1648 | 10.3275 | 12.1648 | 103.777 | 324.6542 | 32.179 | 428.4312 | 2035.9051 | 600 | 600 | 1435.9051
9 | 4 | 13 | 17.2 | 12.5 | 74 | 438 | 101 | 363 | 196.6447 | 45.1554 | 31.6447 | 11.1554 | 93.2745 | 331.9703 | 32.3763 | 425.2449 | 2020.7636 | 600 | 600 | 1420.7636
9 | 4 | 14 | 17.3 | 12.7 | 74 | 409 | 99 | 340 | 216.225 | 40.9046 | 51.225 | 6.9046 | 79.9463 | 310.9364 | 32.5576 | 390.8827 | 1857.4746 | 600 | 600 | 1257.4746
9 | 4 | 15 | 17.5 | 12.1 | 71 | 460 | 289 | 279 | 233.0556 | 34.2198 | 68.0556 | 0.21981 | 184.6776 | 255.1507 | 32.7135 | 439.8284 | 2090.0643 | 600 | 600 | 1490.0643
9 | 4 | 16 | 16.9 | 11.6 | 71 | 347 | 146 | 273 | 247.4191 | 25.9793 | 82.4191 | 8.0207 | 62.7034 | 249.6636 | 32.8465 | 249.6636 | 1186.4016 | 900 | 900 | 286.4016
9 | 4 | 17 | 17 | 10.9 | 67 | 214 | 151 | 158 | 260.0919 | 16.8827 | 0 | 17.1173 | 29.1842 | 144.494 | 32.9638 | 144.494 | 686.6353 | 900 | 686.6353 | 0
9 | 4 | 18 | 15.7 | 11.1 | 74 | 84 | 45 | 75 | 271.8666 | 7.4774 | 0 | 26.5226 | 0 | 68.5889 | 33.0728 | 68.5889 | 325.9345 | 900 | 325.9345 | 0
9 | 4 | 19 | 14.9 | 9.1 | 68 | 9 | 0 | 9 | 283.4399 | -1.8862 | 0 | 0 | 0 | 8.2307 | 33.18 | 8.2307 | 39.1121 | 900 | 39.1121 | 0
9 | 4 | 20 | 14.8 | 9.8 | 72 | 0 | 0 | 0 | 295.4342 | -10.9728 | 0 | 0 | 0 | 0 | 33.2911 | 0 | 0 | 800 | 0 | 0
9 | 4 | 21 | 14.6 | 8.9 | 69 | 0 | 0 | 0 | 308.4172 | -19.051 | 0 | 0 | 0 | 0 | 33.4113 | 0 | 0 | 700 | 0 | 0
9 | 4 | 22 | 14.4 | 9.6 | 73 | 0 | 0 | 0 | 322.8509 | -25.7084 | 0 | 0 | 0 | 0 | 33.5449 | 0 | 0 | 600 | 0 | 0
9 | 4 | 23 | 14.5 | 9.9 | 74 | 0 | 0 | 0 | 338.9098 | -30.3503 | 0 | 0 | 0 | 0 | 33.6936 | 0 | 0 | 500 | 0 | 0
9 | 4 | 24 | 14.2 | 9.1 | 71 | 0 | 0 | 0 | 356.2138 | -32.4154 | 0 | 0 | 0 | 0 | 33.8538 | 0 | 0 | 400 | 0 | 0
9 | 5 | 1 | 14 | 9.3 | 73 | 0 | 0 | 0 | 13.7786 | -31.602 | 0 | 0 | 0 | 0 | 30.6831 | 0 | 0 | 350 | 0 | 0
9 | 5 | 2 | 13.4 | 7.5 | 67 | 0 | 0 | 0 | 30.4733 | -28.0343 | 0 | 0 | 0 | 0 | 30.8377 | 0 | 0 | 350 | 0 | 0
9 | 5 | 3 | 13.5 | 7.9 | 69 | 0 | 0 | 0 | 45.6315 | -22.1906 | 0 | 0 | 0 | 0 | 30.9781 | 0 | 0 | 350 | 0 | 0
9 | 5 | 4 | 13 | 8 | 72 | 0 | 0 | 0 | 59.215 | -14.675 | 0 | 0 | 0 | 0 | 31.1038 | 0 | 0 | 350 | 0 | 0
9 | 5 | 5 | 13.6 | 8 | 69 | 0 | 0 | 0 | 71.5913 | -6.0317 | 0 | 0 | 0 | 0 | 31.2184 | 0 | 0 | 350 | 0 | 0
9 | 5 | 6 | 13.7 | 9 | 73 | 4 | 0 | 4 | 83.2956 | 3.3784 | 81.7044 | 30.6216 | 0 | 3.6581 | 31.3268 | 3.6581 | 17.3832 | 350 | 17.3832 | 0
9 | 5 | 7 | 14.6 | 8.7 | 68 | 61 | 32 | 56 | 94.927 | 12.6946 | 70.073 | 21.3054 | 11.7796 | 51.2131 | 31.4345 | 51.2131 | 243.3644 | 350 | 243.3644 | 0
9 | 5 | 8 | 15.4 | 8.5 | 63 | 211 | 236 | 135 | 107.1445 | 21.958 | 57.8555 | 12.042 | 138.2817 | 123.46 | 31.5476 | 123.46 | 586.6821 | 350 | 350 | 236.6821
9 | 5 | 9 | 16.5 | 8.1 | 58 | 353 | 394 | 168 | 120.6963 | 30.6035 | 44.3037 | 3.3965 | 302.0017 | 153.6392 | 31.6731 | 153.6392 | 730.0933 | 350 | 350 | 380.0933
9 | 5 | 10 | 17 | 9.2 | 60 | 490 | 470 | 211 | 136.3844 | 38.01 | 28.6156 | 4.01 | 421.728 | 192.9635 | 31.8184 | 614.6915 | 2921.014 | 600 | 600 | 2321.014
9 | 5 | 11 | 17.2 | 9.2 | 59 | 592 | 526 | 232 | 154.7726 | 43.3687 | 10.2274 | 9.3687 | 509.872 | 212.1684 | 31.9886 | 722.0403 | 3431.1357 | 600 | 600 | 2831.1357
9 | 5 | 12 | 17.6 | 9.2 | 58 | 648 | 578 | 224 | 175.4735 | 45.7988 | 10.4735 | 11.7988 | 565.1086 | 204.8522 | 32.1803 | 769.9608 | 3658.8538 | 600 | 600 | 3058.8538
9 | 5 | 13 | 17.4 | 9 | 58 | 655 | 580 | 227 | 196.6639 | 44.7758 | 31.6639 | 10.7758 | 534.6343 | 207.5958 | 32.3765 | 742.2301 | 3527.0773 | 600 | 600 | 2927.0773
9 | 5 | 14 | 17.4 | 9.4 | 59 | 611 | 570 | 212 | 216.142 | 40.53 | 51.142 | 6.53 | 459.08 | 193.878 | 32.5569 | 652.958 | 3102.8565 | 600 | 600 | 2502.8565
9 | 5 | 15 | 17.5 | 9.1 | 58 | 457 | 286 | 279 | 232.9138 | 33.8586 | 67.9138 | 0.14145 | 182.0375 | 255.1507 | 32.7122 | 437.1883 | 2077.5186 | 600 | 600 | 1477.5186
9 | 5 | 16 | 17.1 | 9.7 | 62 | 426 | 529 | 159 | 247.2511 | 25.6309 | 82.2511 | 8.3691 | 225.6699 | 145.4085 | 32.8449 | 145.4085 | 690.9811 | 900 | 690.9811 | 0
9 | 5 | 17 | 16.4 | 9.8 | 65 | 262 | 383 | 124 | 259.916 | 16.5428 | 0 | 17.4572 | 72.8146 | 113.4003 | 32.9622 | 113.4003 | 538.8784 | 900 | 538.8784 | 0
9 | 5 | 18 | 15.9 | 9.6 | 66 | 101 | 111 | 79 | 271.6926 | 7.1432 | 0 | 26.8568 | 0 | 72.247 | 33.0712 | 72.247 | 343.3177 | 900 | 343.3177 | 0
9 | 5 | 19 | 14.6 | 10 | 74 | 11 | 0 | 11 | 283.2746 | -2.2522 | 0 | 0 | 0 | 10.0597 | 33.1785 | 10.0597 | 47.8037 | 900 | 47.8037 | 0
9 | 5 | 20 | 14.1 | 10.7 | 80 | 0 | 0 | 0 | 295.2853 | -11.3253 | 0 | 0 | 0 | 0 | 33.2897 | 0 | 0 | 800 | 0 | 0
9 | 5 | 21 | 14 | 10.2 | 78 | 0 | 0 | 0 | 308.2967 | -19.4147 | 0 | 0 | 0 | 0 | 33.4102 | 0 | 0 | 700 | 0 | 0
9 | 5 | 22 | 13.6 | 10.8 | 83 | 0 | 0 | 0 | 322.777 | -26.0836 | 0 | 0 | 0 | 0 | 33.5442 | 0 | 0 | 600 | 0 | 0
9 | 5 | 23 | 12.6 | 9.9 | 84 | 0 | 0 | 0 | 338.9048 | -30.7314 | 0 | 0 | 0 | 0 | 33.6936 | 0 | 0 | 500 | 0 | 0
9 | 5 | 24 | 11.8 | 9.4 | 85 | 0 | 0 | 0 | 356.2941 | -32.7905 | 0 | 0 | 0 | 0 | 33.8546 | 0 | 0 | 400 | 0 | 0
9 | 6 | 1 | 11.5 | 8.9 | 84 | 0 | 0 | 0 | 13.9421 | -31.9569 | 0 | 0 | 0 | 0 | 30.6846 | 0 | 0 | 350 | 0 | 0
9 | 6 | 2 | 11.3 | 8.5 | 83 | 0 | 0 | 0 | 30.6995 | -28.3593 | 0 | 0 | 0 | 0 | 30.8398 | 0 | 0 | 350 | 0 | 0
9 | 6 | 3 | 11.3 | 8.3 | 82 | 0 | 0 | 0 | 45.8952 | -22.4838 | 0 | 0 | 0 | 0 | 30.9805 | 0 | 0 | 350 | 0 | 0
9 | 6 | 4 | 12.1 | 9.1 | 82 | 0 | 0 | 0 | 59.4981 | -14.941 | 0 | 0 | 0 | 0 | 31.1065 | 0 | 0 | 350 | 0 | 0
9 | 6 | 5 | 12.2 | 8.4 | 78 | 0 | 0 | 0 | 71.8845 | -6.2797 | 0 | 0 | 0 | 0 | 31.2212 | 0 | 0 | 350 | 0 | 0
9 | 6 | 6 | 11.6 | 9.6 | 88 | 4 | 0 | 4 | 83.5962 | 3.1537 | 81.4038 | 30.8463 | 0 | 3.6581 | 31.3296 | 3.6581 | 17.3832 | 350 | 17.3832 | 0
9 | 6 | 7 | 14.3 | 10.7 | 79 | 63 | 51 | 56 | 95.235 | 12.4611 | 69.765 | 21.5389 | 18.7547 | 51.2131 | 31.4374 | 51.2131 | 243.3644 | 350 | 243.3644 | 0
9 | 6 | 8 | 15.8 | 11.4 | 75 | 206 | 273 | 120 | 107.4598 | 21.7137 | 57.5402 | 12.2863 | 159.854 | 109.7423 | 31.5506 | 109.7423 | 521.4952 | 350 | 350 | 171.4952
9 | 6 | 9 | 15.9 | 11.7 | 76 | 232 | 71 | 199 | 121.0137 | 30.3376 | 43.9863 | 3.6624 | 54.3853 | 181.9892 | 31.6761 | 181.9892 | 864.8129 | 350 | 350 | 514.8129
9 | 6 | 10 | 15.8 | 11.4 | 75 | 324 | 89 | 271 | 136.6862 | 37.712 | 28.3138 | 3.712 | 79.7945 | 247.8346 | 31.8212 | 327.629 | 1556.8932 | 600 | 600 | 956.8932
9 | 6 | 11 | 17.3 | 11.8 | 70 | 391 | 98 | 325 | 155.0211 | 43.0327 | 9.9789 | 9.0327 | 94.8948 | 297.2186 | 31.9909 | 392.1134 | 1863.3231 | 600 | 600 | 1263.3231
9 | 6 | 12 | 17.1 | 12.1 | 72 | 212 | 9 | 205 | 175.6193 | 45.431 | 10.6193 | 11.431 | 8.7868 | 187.4764 | 32.1817 | 196.2632 | 932.6426 | 600 | 600 | 332.6426
9 | 6 | 13 | 16.6 | 13 | 79 | 214 | 3 | 212 | 196.6837 | 44.3942 | 31.6837 | 10.3942 | 2.76 | 193.878 | 32.3767 | 196.638 | 934.4237 | 600 | 600 | 334.4237
9 | 6 | 14 | 15.8 | 13.3 | 85 | 199 | 2 | 198 | 216.0602 | 40.1533 | 51.0602 | 6.1533 | 1.6064 | 181.0747 | 32.5561 | 182.6812 | 868.1008 | 600 | 600 | 268.1008
9 | 6 | 15 | 15 | 13.6 | 91 | 169 | 1 | 169 | 232.7731 | 33.4951 | 67.7731 | 0.50491 | 0.63392 | 154.5537 | 32.7109 | 155.1876 | 737.4514 | 600 | 600 | 137.4514
9 | 6 | 16 | 15 | 13.8 | 93 | 127 | 0 | 127 | 247.0838 | 25.2803 | 82.0838 | 8.7197 | 0 | 116.1439 | 32.8434 | 116.1439 | 551.9157 | 900 | 551.9157 | 0
9 | 6 | 17 | 15.4 | 14.3 | 93 | 77 | 0 | 77 | 259.7404 | 16.2008 | 0 | 17.7992 | 0 | 70.4179 | 32.9606 | 70.4179 | 334.6261 | 900 | 334.6261 | 0
9 | 6 | 18 | 15.9 | 14.7 | 93 | 29 | 0 | 29 | 271.5185 | 6.8074 | 0 | 27.1926 | 0 | 26.521 | 33.0696 | 26.521 | 126.028 | 900 | 126.028 | 0
9 | 6 | 19 | 16.6 | 14.9 | 90 | 6 | 0 | 6 | 283.1089 | -2.6145 | 0 | 0 | 0 | 5.4871 | 33.1769 | 5.4871 | 26.0748 | 900 | 26.0748 | 0
9 | 6 | 20 | 17 | 15.1 | 89 | 0 | 0 | 0 | 295.1358 | -11.6796 | 0 | 0 | 0 | 0 | 33.2883 | 0 | 0 | 800 | 0 | 0
9 | 6 | 21 | 17.1 | 15.6 | 91 | 0 | 0 | 0 | 308.1757 | -19.7803 | 0 | 0 | 0 | 0 | 33.409 | 0 | 0 | 700 | 0 | 0
9 | 6 | 22 | 17.7 | 15.7 | 88 | 0 | 0 | 0 | 322.703 | -26.4607 | 0 | 0 | 0 | 0 | 33.5435 | 0 | 0 | 600 | 0 | 0
9 | 6 | 23 | 17.9 | 15.5 | 86 | 0 | 0 | 0 | 338.9004 | -31.1143 | 0 | 0 | 0 | 0 | 33.6935 | 0 | 0 | 500 | 0 | 0
9 | 6 | 24 | 17.7 | 14.7 | 82 | 0 | 0 | 0 | 356.3762 | -33.1672 | 0 | 0 | 0 | 0 | 33.8553 | 0 | 0 | 400 | 0 | 0
9 | 7 | 1 | 17.5 | 13.7 | 78 | 0 | 0 | 0 | 14.1083 | -32.3132 | 0 | 0 | 0 | 0 | 30.6862 | 0 | 0 | 350 | 0 | 0
9 | 7 | 2 | 17.5 | 13.8 | 79 | 0 | 0 | 0 | 30.9288 | -28.6853 | 0 | 0 | 0 | 0 | 30.8419 | 0 | 0 | 350 | 0 | 0
9 | 7 | 3 | 17.4 | 13.7 | 79 | 0 | 0 | 0 | 46.1619 | -22.7776 | 0 | 0 | 0 | 0 | 30.983 | 0 | 0 | 350 | 0 | 0
9 | 7 | 4 | 17 | 13.7 | 81 | 0 | 0 | 0 | 59.7837 | -15.2075 | 0 | 0 | 0 | 0 | 31.1091 | 0 | 0 | 350 | 0 | 0
9 | 7 | 5 | 16.6 | 13.6 | 82 | 0 | 0 | 0 | 72.1799 | -6.5282 | 0 | 0 | 0 | 0 | 31.2239 | 0 | 0 | 350 | 0 | 0
9 | 7 | 6 | 16.5 | 13.7 | 84 | 2 | 0 | 2 | 83.8985 | 2.9292 | 81.1015 | 31.0708 | 0 | 1.829 | 31.3324 | 1.829 | 8.6916 | 350 | 8.6916 | 0
9 | 7 | 7 | 17 | 14 | 82 | 37 | 0 | 37 | 95.5444 | 12.2266 | 69.4556 | 21.7734 | 0 | 33.8372 | 31.4402 | 33.8372 | 160.7944 | 350 | 160.7944 | 0
9 | 7 | 8 | 17.1 | 13.8 | 81 | 127 | 14 | 123 | 107.776 | 21.468 | 57.224 | 12.532 | 8.1919 | 112.4858 | 31.5535 | 112.4858 | 534.5326 | 350 | 350 | 184.5326
9 | 7 | 9 | 17.4 | 13.3 | 77 | 114 | 0 | 114 | 121.3313 | 30.0701 | 43.6687 | 3.9299 | 0 | 104.2551 | 31.679 | 104.2551 | 495.4204 | 350 | 350 | 145.4204
9 | 7 | 10 | 17.3 | 13.4 | 78 | 158 | 0 | 158 | 136.9876 | 37.4121 | 28.0124 | 3.4121 | 0 | 144.494 | 31.824 | 144.494 | 686.6353 | 600 | 600 | 86.6353
9 | 7 | 11 | 17.4 | 14.6 | 84 | 387 | 94 | 323 | 155.2687 | 42.6949 | 9.7313 | 8.6949 | 90.921 | 295.3896 | 31.9932 | 386.3106 | 1835.7478 | 600 | 600 | 1235.7478
9 | 7 | 12 | 17.3 | 14.7 | 85 | 424 | 99 | 352 | 175.7646 | 45.0612 | 10.7646 | 11.0612 | 96.5131 | 321.9106 | 32.183 | 418.4237 | 1988.3496 | 600 | 600 | 1388.3496
9 | 7 | 13 | 17 | 15.1 | 89 | 427 | 99 | 355 | 196.7042 | 44.0109 | 31.7042 | 10.0109 | 90.899 | 324.6542 | 32.3769 | 415.5531 | 1974.7084 | 600 | 600 | 1374.7084
9 | 7 | 14 | 17.6 | 14.7 | 83 | 197 | 7 | 192 | 215.9797 | 39.7746 | 50.9797 | 5.7746 | 5.6068 | 175.5876 | 32.5554 | 181.1945 | 861.036 | 600 | 600 | 261.036
9 | 7 | 15 | 16.8 | 15.4 | 91 | 167 | 0 | 167 | 232.6335 | 33.1296 | 67.6335 | 0.87045 | 0 | 152.7246 | 32.7096 | 152.7246 | 725.7475 | 600 | 600 | 125.7475
9 | 7 | 16 | 16.6 | 15.8 | 95 | 124 | 0 | 124 | 246.9172 | 24.9276 | 81.9172 | 9.0724 | 0 | 113.4003 | 32.8418 | 113.4003 | 538.8784 | 900 | 538.8784 | 0
9 | 7 | 17 | 16.3 | 16.1 | 99 | 75 | 0 | 75 | 259.5651 | 15.8568 | 0 | 18.1432 | 0 | 68.5889 | 32.9589 | 68.5889 | 325.9345 | 900 | 325.9345 | 0
9 | 7 | 18 | 16.6 | 16.6 | 100 | 55 | 0 | 55 | 271.3443 | 6.4701 | 0 | 27.5299 | 0 | 50.2985 | 33.068 | 50.2985 | 239.0186 | 900 | 239.0186 | 0
9 | 7 | 19 | 16.4 | 16.2 | 99 | 3 | 0 | 3 | 282.9428 | -2.9748 | 0 | 0 | 0 | 2.7436 | 33.1754 | 2.7436 | 13.0374 | 900 | 13.0374 | 0
9 | 7 | 20 | 16.5 | 15.8 | 96 | 0 | 0 | 0 | 294.9858 | -12.0357 | 0 | 0 | 0 | 0 | 33.2869 | 0 | 0 | 800 | 0 | 0
9 | 7 | 21 | 16.6 | 15.8 | 95 | 0 | 0 | 0 | 308.054 | -20.1477 | 0 | 0 | 0 | 0 | 33.4079 | 0 | 0 | 700 | 0 | 0
9 | 7 | 22 | 16.6 | 15.6 | 94 | 0 | 0 | 0 | 322.6286 | -26.8397 | 0 | 0 | 0 | 0 | 33.5429 | 0 | 0 | 600 | 0 | 0
9 | 7 | 23 | 16.6 | 15.4 | 93 | 0 | 0 | 0 | 338.8965 | -31.499 | 0 | 0 | 0 | 0 | 33.6935 | 0 | 0 | 500 | 0 | 0
9 | 7 | 24 | 16.5 | 15.5 | 94 | 0 | 0 | 0 | 356.4599 | -33.5457 | 0 | 0 | 0 | 0 | 33.8561 | 0 | 0 | 400 | 0 | 0
9 | 8 | 1 | 16.3 | 15.3 | 94 | 0 | 0 | 0 | 14.2773 | -32.6707 | 0 | 0 | 0 | 0 | 30.6878 | 0 | 0 | 350 | 0 | 0
9 | 8 | 2 | 16.2 | 14.8 | 91 | 0 | 0 | 0 | 31.1611 | -29.0121 | 0 | 0 | 0 | 0 | 30.8441 | 0 | 0 | 350 | 0 | 0
9 | 8 | 3 | 16.1 | 14.5 | 90 | 0 | 0 | 0 | 46.4314 | -23.0721 | 0 | 0 | 0 | 0 | 30.9855 | 0 | 0 | 350 | 0 | 0
9 | 8 | 4 | 15.8 | 14 | 89 | 0 | 0 | 0 | 60.0717 | -15.4744 | 0 | 0 | 0 | 0 | 31.1118 | 0 | 0 | 350 | 0 | 0
9 | 8 | 5 | 15.7 | 13.6 | 87 | 0 | 0 | 0 | 72.4773 | -6.7771 | 0 | 0 | 0 | 0 | 31.2266 | 0 | 0 | 350 | 0 | 0
9 | 8 | 6 | 15.6 | 13.7 | 88 | 2 | 0 | 2 | 84.2024 | 2.7048 | 80.7976 | 31.2952 | 0 | 1.829 | 31.3352 | 1.829 | 8.6916 | 350 | 8.6916 | 0
9 | 8 | 7 | 15.5 | 12.8 | 84 | 59 | 51 | 51 | 95.855 | 11.9911 | 69.145 | 22.0089 | 18.7156 | 46.6405 | 31.4431 | 46.6405 | 221.6355 | 350 | 221.6355 | 0
9 | 8 | 8 | 15.7 | 12.8 | 83 | 204 | 287 | 115 | 108.0929 | 21.221 | 56.9071 | 12.779 | 167.8084 | 105.1697 | 31.5564 | 105.1697 | 499.7662 | 350 | 350 | 149.7662
9 | 8 | 9 | 16.5 | 13.1 | 80 | 361 | 474 | 143 | 121.6491 | 29.8009 | 43.3509 | 4.1991 | 362.5498 | 130.7762 | 31.6819 | 130.7762 | 621.4484 | 350 | 350 | 271.4484
9 | 8 | 10 | 17 | 13.3 | 79 | 518 | 644 | 143 | 137.2885 | 37.1103 | 27.7115 | 3.1103 | 576.3764 | 130.7762 | 31.8267 | 707.1526 | 3360.3891 | 600 | 600 | 2760.3891
9 | 8 | 11 | 16.6 | 12.7 | 78 | 618 | 685 | 158 | 155.5154 | 42.3552 | 9.4846 | 8.3552 | 661.7975 | 144.494 | 31.9955 | 806.2915 | 3831.4971 | 600 | 600 | 3231.4971
9 | 8 | 12 | 17.2 | 12.4 | 73 | 656 | 626 | 205 | 175.9093 | 44.6898 | 10.9093 | 10.6898 | 609.3455 | 187.4764 | 32.1843 | 796.8218 | 3786.4972 | 600 | 600 | 3186.4972
9 | 8 | 13 | 17.3 | 12.2 | 72 | 623 | 488 | 269 | 196.7252 | 43.6257 | 31.7252 | 9.6257 | 447.1479 | 246.0056 | 32.3771 | 693.1535 | 3293.8653 | 600 | 600 | 2693.8653
9 | 8 | 14 | 17.5 | 11.9 | 70 | 521 | 305 | 312 | 215.9003 | 39.394 | 50.9003 | 5.394 | 243.6003 | 285.3299 | 32.5546 | 528.9301 | 2513.476 | 600 | 600 | 1913.476
9 | 8 | 15 | 17.7 | 12.7 | 73 | 335 | 89 | 281 | 232.495 | 32.7621 | 67.495 | 1.2379 | 55.9477 | 256.9798 | 32.7083 | 312.9275 | 1487.0313 | 600 | 600 | 887.0313
9 | 8 | 16 | 17.1 | 13 | 77 | 372 | 325 | 213 | 246.7513 | 24.573 | 81.7513 | 9.427 | 135.7584 | 194.7925 | 32.8403 | 194.7925 | 925.654 | 900 | 900 | 25.654
9 | 8 | 17 | 16.6 | 12.7 | 78 | 244 | 371 | 115 | 259.39 | 15.5109 | 0 | 18.4891 | 66.95 | 105.1697 | 32.9573 | 105.1697 | 499.7662 | 900 | 499.7662 | 0
9 | 8 | 18 | 15.9 | 13.2 | 84 | 53 | 0 | 53 | 271.17 | 6.1315 | 0 | 27.8685 | 0 | 48.4695 | 33.0664 | 48.4695 | 230.327 | 900 | 230.327 | 0
9 | 8 | 19 | 15.6 | 13.3 | 86 | 8 | 0 | 8 | 282.7762 | -3.3341 | 0 | 0 | 0 | 7.3162 | 33.1739 | 7.3162 | 34.7663 | 900 | 34.7663 | 0
9 | 8 | 20 | 15.4 | 13.4 | 88 | 0 | 0 | 0 | 294.8351 | -12.3935 | 0 | 0 | 0 | 0 | 33.2855 | 0 | 0 | 800 | 0 | 0
9 | 8 | 21 | 15.4 | 13.4 | 88 | 0 | 0 | 0 | 307.9318 | -20.5168 | 0 | 0 | 0 | 0 | 33.4068 | 0 | 0 | 700 | 0 | 0
9 | 8 | 22 | 15.3 | 13.3 | 88 | 0 | 0 | 0 | 322.5539 | -27.2204 | 0 | 0 | 0 | 0 | 33.5422 | 0 | 0 | 600 | 0 | 0
9 | 8 | 23 | 15.3 | 13.3 | 88 | 0 | 0 | 0 | 338.8932 | -31.8855 | 0 | 0 | 0 | 0 | 33.6935 | 0 | 0 | 500 | 0 | 0
9 | 8 | 24 | 15.4 | 13.1 | 86 | 0 | 0 | 0 | 356.5453 | -33.9256 | 0 | 0 | 0 | 0 | 33.8569 | 0 | 0 | 400 | 0 | 0
9 | 9 | 1 | 15.5 | 13 | 85 | 0 | 0 | 0 | 14.4488 | -33.0295 | 0 | 0 | 0 | 0 | 30.6893 | 0 | 0 | 350 | 0 | 0
9 | 9 | 2 | 15.5 | 13 | 85 | 0 | 0 | 0 | 31.3964 | -29.3397 | 0 | 0 | 0 | 0 | 30.8463 | 0 | 0 | 350 | 0 | 0
9 | 9 | 3 | 15.2 | 13.8 | 91 | 0 | 0 | 0 | 46.7036 | -23.367 | 0 | 0 | 0 | 0 | 30.988 | 0 | 0 | 350 | 0 | 0
9 | 9 | 4 | 15.2 | 13.4 | 89 | 0 | 0 | 0 | 60.3621 | -15.7419 | 0 | 0 | 0 | 0 | 31.1145 | 0 | 0 | 350 | 0 | 0
9 | 9 | 5 | 15.2 | 13.8 | 91 | 0 | 0 | 0 | 72.7765 | -7.0265 | 0 | 0 | 0 | 0 | 31.2294 | 0 | 0 | 350 | 0 | 0
9 | 9 | 6 | 15.1 | 13.5 | 90 | 2 | 0 | 2 | 84.5078 | 2.4809 | 80.4922 | 31.5191 | 0 | 1.829 | 31.338 | 1.829 | 8.6916 | 350 | 8.6916 | 0
9 | 9 | 7 | 15.2 | 13.4 | 89 | 40 | 0 | 40 | 96.1666 | 11.7547 | 68.8334 | 22.2453 | 0 | 36.5808 | 31.446 | 36.5808 | 173.8317 | 350 | 173.8317 | 0
9 | 9 | 8 | 15.6 | 13.8 | 89 | 134 | 23 | 127 | 108.4104 | 20.9727 | 56.5896 | 13.0273 | 13.4376 | 116.1439 | 31.5594 | 116.1439 | 551.9157 | 350 | 350 | 201.9157
9 | 9 | 9 | 17.1 | 14.1 | 83 | 224 | 47 | 203 | 121.9669 | 29.5302 | 43.0331 | 4.4698 | 35.9205 | 185.6473 | 31.6849 | 185.6473 | 882.196 | 350 | 350 | 532.196
9 | 9 | 10 | 17 | 14.2 | 84 | 314 | 87 | 264 | 137.5887 | 36.8068 | 27.4113 | 2.8068 | 77.7908 | 241.433 | 31.8295 | 319.2238 | 1516.9513 | 600 | 600 | 916.9513
9 | 9 | 11 | 17.3 | 13.6 | 79 | 381 | 96 | 317 | 155.7609 | 42.0137 | 9.2391 | 8.0137 | 92.6365 | 289.9025 | 31.9978 | 382.539 | 1817.8251 | 600 | 600 | 1217.8251
9 | 9 | 12 | 18.8 | 13.6 | 72 | 418 | 99 | 347 | 176.0534 | 44.3167 | 11.0534 | 10.3167 | 96.2141 | 317.338 | 32.1857 | 413.5521 | 1965.1996 | 600 | 600 | 1365.1996
9 | 9 | 13 | 18.7 | 12.3 | 66 | 423 | 100 | 351 | 196.7465 | 43.239 | 31.7465 | 9.239 | 91.435 | 320.9961 | 32.3773 | 412.4311 | 1959.8727 | 600 | 600 | 1359.8727
9 | 9 | 14 | 18.1 | 12.6 | 70 | 393 | 98 | 326 | 215.822 | 39.0117 | 50.822 | 5.0117 | 78.0424 | 298.1331 | 32.5539 | 376.1755 | 1787.586 | 600 | 600 | 1187.586
9 | 9 | 15 | 18.6 | 12.8 | 69 | 331 | 90 | 277 | 232.3575 | 32.3927 | 67.3575 | 1.6073 | 56.332 | 253.3217 | 32.707 | 253.3217 | 1203.7847 | 600 | 600 | 603.7847
9 | 9 | 16 | 17.8 | 12.2 | 70 | 245 | 46 | 223 | 246.5861 | 24.2165 | 81.5861 | 9.7835 | 19.0754 | 203.9377 | 32.8388 | 203.9377 | 969.1119 | 900 | 900 | 69.1119
9 | 9 | 17 | 17.3 | 12.5 | 73 | 72 | 0 | 72 | 259.2152 | 15.1634 | 0 | 18.8366 | 0 | 65.8454 | 32.9557 | 65.8454 | 312.8971 | 900 | 312.8971 | 0
9 | 9 | 18 | 16.6 | 12.5 | 77 | 50 | 0 | 50 | 270.9955 | 5.7917 | 0 | 28.2083 | 0 | 45.7259 | 33.0648 | 45.7259 | 217.2897 | 900 | 217.2897 | 0
9 | 9 | 19 | 16.1 | 13.8 | 86 | 4 | 0 | 4 | 282.6092 | -3.6931 | 0 | 0 | 0 | 3.6581 | 33.1723 | 3.6581 | 17.3832 | 900 | 17.3832 | 0
9 | 9 | 20 | 15.2 | 14 | 93 | 0 | 0 | 0 | 294.6838 | -12.7527 | 0 | 0 | 0 | 0 | 33.2841 | 0 | 0 | 800 | 0 | 0
9 | 9 | 21 | 14.9 | 13.7 | 93 | 0 | 0 | 0 | 307.8088 | -20.8874 | 0 | 0 | 0 | 0 | 33.4056 | 0 | 0 | 700 | 0 | 0
9 | 9 | 22 | 14.5 | 13.4 | 93 | 0 | 0 | 0 | 322.4789 | -27.6027 | 0 | 0 | 0 | 0 | 33.5415 | 0 | 0 | 600 | 0 | 0
9 | 9 | 23 | 14.6 | 13.9 | 96 | 0 | 0 | 0 | 338.8902 | -32.2736 | 0 | 0 | 0 | 0 | 33.6934 | 0 | 0 | 500 | 0 | 0
9 | 9 | 24 | 15.6 | 13.8 | 89 | 0 | 0 | 0 | 356.6324 | -34.307 | 0 | 0 | 0 | 0 | 33.8577 | 0 | 0 | 400 | 0 | 0
9 | 10 | 1 | 15.6 | 13.3 | 86 | 0 | 0 | 0 | 14.623 | -33.3893 | 0 | 0 | 0 | 0 | 30.691 | 0 | 0 | 350 | 0 | 0
9 | 10 | 2 | 15.3 | 12.6 | 84 | 0 | 0 | 0 | 31.6345 | -29.668 | 0 | 0 | 0 | 0 | 30.8485 | 0 | 0 | 350 | 0 | 0
9 | 10 | 3 | 15.4 | 12.9 | 85 | 0 | 0 | 0 | 46.9785 | -23.6625 | 0 | 0 | 0 | 0 | 30.9905 | 0 | 0 | 350 | 0 | 0
9 | 10 | 4 | 15.6 | 14 | 90 | 0 | 0 | 0 | 60.6547 | -16.0097 | 0 | 0 | 0 | 0 | 31.1172 | 0 | 0 | 350 | 0 | 0
9 | 10 | 5 | 15.4 | 14.5 | 94 | 0 | 0 | 0 | 73.0776 | -7.2762 | 0 | 0 | 0 | 0 | 31.2322 | 0 | 0 | 350 | 0 | 0
9 | 10 | 6 | 15.5 | 14.1 | 91 | 1 | 0 | 1 | 84.8146 | 2.2575 | 80.1854 | 31.7425 | 0 | 0.91452 | 31.3409 | 0.91452 | 4.3458 | 350 | 4.3458 | 0
9 | 10 | 7 | 15.8 | 14.2 | 90 | 16 | 0 | 16 | 96.4793 | 11.5173 | 68.5207 | 22.4827 | 0 | 14.6323 | 31.4489 | 14.6323 | 69.5327 | 350 | 69.5327 | 0
9 | 10 | 8 | 15.4 | 14.7 | 96 | 59 | 0 | 59 | 108.7284 | 20.723 | 56.2716 | 13.277 | 0 | 53.9566 | 31.5623 | 53.9566 | 256.4018 | 350 | 256.4018 | 0
9 | 10 | 9 | 15 | 14.7 | 98 | 110 | 0 | 110 | 122.2845 | 29.2578 | 42.7155 | 4.7422 | 0 | 100.5971 | 31.6878 | 100.5971 | 478.0373 | 350 | 350 | 128.0373
9 | 10 | 10 | 15.3 | 14.9 | 97 | 154 | 0 | 154 | 137.8881 | 36.5016 | 27.1119 | 2.5016 | 0 | 140.8359 | 31.8323 | 140.8359 | 669.2522 | 600 | 600 | 69.2522
9 | 10 | 11 | 15.5 | 15.2 | 98 | 187 | 2 | 186 | 156.0053 | 41.6705 | 8.9947 | 7.6705 | 1.9275 | 170.1005 | 32 | 172.028 | 817.477 | 600 | 600 | 217.477
9 | 10 | 12 | 16.1 | 15.9 | 99 | 205 | 3 | 203 | 176.1968 | 43.942 | 11.1968 | 9.942 | 2.9108 | 185.6473 | 32.187 | 188.5581 | 896.0282 | 600 | 600 | 296.0282
9 | 10 | 13 | 16.3 | 15.8 | 97 | 417 | 97 | 348 | 196.7682 | 42.8507 | 31.7682 | 8.8507 | 88.4991 | 318.2525 | 32.3775 | 406.7517 | 1932.884 | 600 | 600 | 1332.884
9 | 10 | 14 | 16.6 | 15.4 | 93 | 192 | 6 | 188 | 215.7447 | 38.6278 | 50.7447 | 4.6278 | 4.7638 | 171.9295 | 32.5532 | 176.6933 | 839.6466 | 600 | 600 | 239.6466
9 | 10 | 15 | 17.1 | 16.3 | 95 | 161 | 0 | 161 | 232.2211 | 32.0217 | 67.2211 | 1.9783 | 0 | 147.2375 | 32.7058 | 147.2375 | 699.6727 | 600 | 600 | 99.6727
9 | 10 | 16 | 17.4 | 16.4 | 94 | 119 | 0 | 119 | 246.4216 | 23.8583 | 81.4216 | 10.1417 | 0 | 108.8277 | 32.8372 | 108.8277 | 517.1494 | 900 | 517.1494 | 0
9 | 10 | 17 | 17 | 16.7 | 98 | 69 | 0 | 69 | 259.0406 | 14.8142 | 0 | 19.1858 | 0 | 63.1018 | 32.9541 | 63.1018 | 299.8597 | 900 | 299.8597 | 0
9 | 10 | 18 | 16.8 | 16.1 | 96 | 47 | 0 | 47 | 270.8209 | 5.451 | 0 | 28.549 | 0 | 42.9824 | 33.0632 | 42.9824 | 204.2523 | 900 | 204.2523 | 0
9 | 10 | 19 | 16.8 | 15.6 | 93 | 4 | 0 | 4 | 282.4418 | -4.0521 | 0 | 0 | 0 | 3.6581 | 33.1708 | 3.6581 | 17.3832 | 900 | 17.3832 | 0
9 | 10 | 20 | 16.8 | 15.8 | 94 | 0 | 0 | 0 | 294.5317 | -13.1134 | 0 | 0 | 0 | 0 | 33.2827 | 0 | 0 | 800 | 0 | 0
9 | 10 | 21 | 15.4 | 15.2 | 99 | 0 | 0 | 0 | 307.6851 | -21.2596 | 0 | 0 | 0 | 0 | 33.4045 | 0 | 0 | 700 | 0 | 0
9 | 10 | 22 | 15 | 14.7 | 98 | 0 | 0 | 0 | 322.4034 | -27.9865 | 0 | 0 | 0 | 0 | 33.5408 | 0 | 0 | 600 | 0 | 0
9 | 10 | 23 | 15.2 | 14.1 | 93 | 0 | 0 | 0 | 338.8877 | -32.6632 | 0 | 0 | 0 | 0 | 33.6934 | 0 | 0 | 500 | 0 | 0
9 | 10 | 24 | 15 | 13.4 | 90 | 0 | 0 | 0 | 356.7209 | -34.6897 | 0 | 0 | 0 | 0 | 33.8585 | 0 | 0 | 400 | 0 | 0
9 | 11 | 1 | 14.1 | 11.9 | 87 | 0 | 0 | 0 | 14.7996 | -33.7501 | 0 | 0 | 0 | 0 | 30.6926 | 0 | 0 | 350 | 0 | 0
9 | 11 | 2 | 14.1 | 10.7 | 80 | 0 | 0 | 0 | 31.8755 | -29.997 | 0 | 0 | 0 | 0 | 30.8507 | 0 | 0 | 350 | 0 | 0
9 | 11 | 3 | 14.2 | 11.4 | 83 | 0 | 0 | 0 | 47.256 | -23.9583 | 0 | 0 | 0 | 0 | 30.9931 | 0 | 0 | 350 | 0 | 0
9 | 11 | 4 | 14.2 | 11.6 | 84 | 0 | 0 | 0 | 60.9495 | -16.278 | 0 | 0 | 0 | 0 | 31.1199 | 0 | 0 | 350 | 0 | 0
9 | 11 | 5 | 14.4 | 12 | 85 | 0 | 0 | 0 | 73.3804 | -7.5264 | 0 | 0 | 0 | 0 | 31.235 | 0 | 0 | 350 | 0 | 0
9 | 11 | 6 | 14.5 | 11.7 | 83 | 1 | 0 | 1 | 85.1226 | 2.0349 | 79.8774 | 31.9651 | 0 | 0.91452 | 31.3437 | 0.91452 | 4.3458 | 350 | 4.3458 | 0
9 | 11 | 7 | 14.9 | 11.8 | 82 | 44 | 4 | 43 | 96.7927 | 11.2789 | 68.2073 | 22.7211 | 1.463 | 39.3243 | 31.4518 | 39.3243 | 186.8691 | 350 | 186.8691 | 0
9 | 11 | 8 | 15.5 | 12 | 80 | 188 | 244 | 115 | 109.0467 | 20.4721 | 55.9533 | 13.5279 | 142.3152 | 105.1697 | 31.5652 | 105.1697 | 499.7662 | 350 | 350 | 149.7662
9 | 11 | 9 | 16.2 | 12.4 | 78 | 358 | 455 | 155 | 122.602 | 28.9839 | 42.398 | 5.0161 | 347.144 | 141.7504 | 31.6908 | 141.7504 | 673.598 | 350 | 350 | 323.598
9 | 11 | 10 | 16.8 | 12.7 | 77 | 493 | 599 | 150 | 138.1865 | 36.1946 | 26.8135 | 2.1946 | 534.504 | 137.1778 | 31.8351 | 671.6819 | 3191.8322 | 600 | 600 | 2591.8322
9 | 11 | 11 | 16.7 | 12 | 74 | 615 | 700 | 154 | 156.2483 | 41.3256 | 8.7517 | 7.3256 | 673.7443 | 140.8359 | 32.0023 | 814.5802 | 3870.885 | 600 | 600 | 3270.885
9 | 11 | 12 | 17.9 | 12.2 | 69 | 675 | 746 | 147 | 176.3392 | 43.5658 | 11.3392 | 9.5658 | 722.6017 | 134.4343 | 32.1883 | 857.0359 | 4072.6347 | 600 | 600 | 3472.6347
9 | 11 | 13 | 17.7 | 11.5 | 67 | 681 | 750 | 147 | 196.7902 | 42.461 | 31.7902 | 8.461 | 682.7425 | 134.4343 | 32.3777 | 817.1767 | 3883.2239 | 600 | 600 | 3283.2239
9 | 11 | 14 | 16.9 | 12.2 | 74 | 614 | 662 | 170 | 215.6683 | 38.2423 | 50.6683 | 4.2423 | 523.9911 | 155.4682 | 32.5525 | 679.4593 | 3228.7905 | 600 | 600 | 2628.7905
9 | 11 | 15 | 16.8 | 11.7 | 72 | 486 | 458 | 216 | 232.0856 | 31.649 | 67.0856 | 2.351 | 284.1216 | 197.5361 | 32.7045 | 197.5361 | 938.6913 | 600 | 600 | 338.6913
9 | 11 | 16 | 16.8 | 11.7 | 72 | 313 | 230 | 204 | 246.2576 | 23.4985 | 81.2576 | 10.5015 | 93.9557 | 186.5618 | 32.8357 | 186.5618 | 886.5418 | 900 | 886.5418 | 0
9 | 11 | 17 | 16.3 | 11.9 | 75 | 137 | 34 | 126 | 258.8662 | 14.4635 | 0 | 19.5365 | 5.7988 | 115.2294 | 32.9525 | 115.2294 | 547.57 | 900 | 547.57 | 0
9 | 11 | 18 | 15.9 | 10.7 | 71 | 45 | 0 | 45 | 270.6461 | 5.1092 | 0 | 28.8908 | 0 | 41.1533 | 33.0615 | 41.1533 | 195.5607 | 900 | 195.5607 | 0
9 | 11 | 19 | 15.3 | 12 | 81 | 3 | 0 | 3 | 282.2738 | -4.4113 | 0 | 0 | 0 | 2.7436 | 33.1692 | 2.7436 | 13.0374 | 900 | 13.0374 | 0
9 | 11 | 20 | 13.6 | 12.5 | 93 | 0 | 0 | 0 | 294.379 | -13.4754 | 0 | 0 | 0 | 0 | 33.2813 | 0 | 0 | 800 | 0 | 0
9 | 11 | 21 | 14.2 | 12 | 87 | 0 | 0 | 0 | 307.5606 | -21.633 | 0 | 0 | 0 | 0 | 33.4033 | 0 | 0 | 700 | 0 | 0
9 | 11 | 22 | 14 | 11.8 | 87 | 0 | 0 | 0 | 322.3275 | -28.3716 | 0 | 0 | 0 | 0 | 33.5401 | 0 | 0 | 600 | 0 | 0
9 | 11 | 23 | 13.9 | 11.7 | 87 | 0 | 0 | 0 | 338.8855 | -33.0541 | 0 | 0 | 0 | 0 | 33.6934 | 0 | 0 | 500 | 0 | 0
9 | 11 | 24 | 13.6 | 11.9 | 89 | 0 | 0 | 0 | 356.811 | -35.0737 | 0 | 0 | 0 | 0 | 33.8594 | 0 | 0 | 400 | 0 | 0
9 | 12 | 1 | 13.7 | 11.1 | 84 | 0 | 0 | 0 | 14.9786 | -34.1119 | 0 | 0 | 0 | 0 | 30.6942 | 0 | 0 | 350 | 0 | 0
9 | 12 | 2 | 13.4 | 10.9 | 85 | 0 | 0 | 0 | 32.1192 | -30.3265 | 0 | 0 | 0 | 0 | 30.853 | 0 | 0 | 350 | 0 | 0
9 | 12 | 3 | 13.1 | 10.8 | 86 | 0 | 0 | 0 | 47.536 | -24.2545 | 0 | 0 | 0 | 0 | 30.9957 | 0 | 0 | 350 | 0 | 0
9 | 12 | 4 | 13.2 | 10.7 | 85 | 0 | 0 | 0 | 61.2463 | -16.5465 | 0 | 0 | 0 | 0 | 31.1227 | 0 | 0 | 350 | 0 | 0
9 | 12 | 5 | 13.3 | 10.8 | 85 | 0 | 0 | 0 | 73.6847 | -7.7769 | 0 | 0 | 0 | 0 | 31.2378 | 0 | 0 | 350 | 0 | 0
9 | 12 | 6 | 12.9 | 11 | 88 | 2 | 0 | 2 | 85.4318 | 1.8132 | 79.5682 | 32.1868 | 0 | 1.829 | 31.3466 | 1.829 | 8.6916 | 350 | 8.6916 | 0
9 | 12 | 7 | 13.7 | 11.5 | 87 | 47 | 23 | 44 | 97.107 | 11.0397 | 67.893 | 22.9603 | 8.402 | 40.2388 | 31.4547 | 40.2388 | 191.2149 | 350 | 191.2149 | 0
9 | 12 | 8 | 14.4 | 10.6 | 78 | 174 | 169 | 124 | 109.3653 | 20.22 | 55.6347 | 13.78 | 98.4814 | 113.4003 | 31.5682 | 113.4003 | 538.8784 | 350 | 350 | 188.8784
9 | 12 | 9 | 14.8 | 10.9 | 77 | 355 | 458 | 152 | 122.919 | 28.7085 | 42.081 | 5.2915 | 349.1083 | 139.0069 | 31.6937 | 139.0069 | 660.5606 | 350 | 350 | 310.5606
9 | 12 | 10 | 15.9 | 10.5 | 70 | 503 | 604 | 161 | 138.4839 | 35.886 | 26.5161 | 1.886 | 538.3775 | 147.2375 | 31.8378 | 685.615 | 3258.0424 | 600 | 600 | 2658.0424
9 | 12 | 11 | 15.5 | 9.3 | 67 | 613 | 701 | 154 | 156.4899 | 40.9792 | 8.5101 | 6.9792 | 673.7898 | 140.8359 | 32.0045 | 814.6257 | 3871.1011 | 600 | 600 | 3271.1011
9 | 12 | 12 | 15.7 | 9.6 | 67 | 412 | 130 | 320 | 176.4808 | 43.1882 | 11.4808 | 9.1882 | 125.703 | 292.646 | 32.1896 | 418.349 | 1987.9945 | 600 | 600 | 1387.9945
9 | 12 | 13 | 14.8 | 10.5 | 75 | 487 | 208 | 340 | 196.8122 | 42.07 | 31.8122 | 8.07 | 188.9126 | 310.9364 | 32.3779 | 499.849 | 2375.2825 | 600 | 600 | 1775.2825
9 | 12 | 14 | 14 | 11.2 | 83 | 504 | 310 | 297 | 215.5928 | 37.8555 | 50.5928 | 3.8555 | 244.6038 | 271.6121 | 32.5518 | 516.2158 | 2453.0576 | 600 | 600 | 1853.0576
9 | 12 | 15 | 16.1 | 12.3 | 78 | 422 | 300 | 246 | 231.9509 | 31.2749 | 66.9509 | 2.7251 | 185.2534 | 224.9716 | 32.7032 | 224.9716 | 1069.0651 | 600 | 600 | 469.0651
9 | 12 | 16 | 16.5 | 11.6 | 73 | 351 | 401 | 163 | 246.0942 | 23.1373 | 81.0942 | 10.8627 | 162.551 | 149.0666 | 32.8342 | 149.0666 | 708.3643 | 900 | 708.3643 | 0
9 | 12 | 17 | 15.6 | 10.7 | 73 | 201 | 161 | 149 | 258.692 | 14.1115 | 0 | 19.8885 | 26.9202 | 136.2633 | 32.9509 | 136.2633 | 647.5232 | 900 | 647.5232 | 0
9 | 12 | 18 | 14.9 | 10.1 | 73 | 63 | 34 | 58 | 270.4711 | 4.7676 | 0 | 29.2324 | 0 | 53.0421 | 33.0599 | 53.0421 | 252.056 | 900 | 252.056 | 0
9 | 12 | 19 | 14.2 | 10.2 | 77 | 4 | 0 | 4 | 282.1053 | -4.7708 | 0 | 0 | 0 | 3.6581 | 33.1676 | 3.6581 | 17.3832 | 900 | 17.3832 | 0
9 | 12 | 20 | 13.6 | 10.1 | 79 | 0 | 0 | 0 | 294.2255 | -13.8386 | 0 | 0 | 0 | 0 | 33.2799 | 0 | 0 | 800 | 0 | 0
9 | 12 | 21 | 13.7 | 10.3 | 80 | 0 | 0 | 0 | 307.4353 | -22.0077 | 0 | 0 | 0 | 0 | 33.4022 | 0 | 0 | 700 | 0 | 0
9 | 12 | 22 | 13.6 | 10.8 | 83 | 0 | 0 | 0 | 322.2509 | -28.7581 | 0 | 0 | 0 | 0 | 33.5394 | 0 | 0 | 600 | 0 | 0
9 | 12 | 23 | 13.6 | 10.8 | 83 | 0 | 0 | 0 | 338.8834 | -33.4464 | 0 | 0 | 0 | 0 | 33.6934 | 0 | 0 | 500 | 0 | 0
9 | 12 | 24 | 13.8 | 10.2 | 79 | 0 | 0 | 0 | 356.9024 | -35.4588 | 0 | 0 | 0 | 0 | 33.8602 | 0 | 0 | 400 | 0 | 0
9 | 13 | 1 | 13.9 | 10.3 | 79 | 0 | 0 | 0 | 15.1601 | -34.4745 | 0 | 0 | 0 | 0 | 30.6959 | 0 | 0 | 350 | 0 | 0
9 | 13 | 2 | 13.4 | 10.3 | 81 | 0 | 0 | 0 | 32.3655 | -30.6565 | 0 | 0 | 0 | 0 | 30.8552 | 0 | 0 | 350 | 0 | 0
9 | 13 | 3 | 13.2 | 9.7 | 79 | 0 | 0 | 0 | 47.8183 | -24.551 | 0 | 0 | 0 | 0 | 30.9983 | 0 | 0 | 350 | 0 | 0
9 | 13 | 4 | 12.8 | 9.7 | 81 | 0 | 0 | 0 | 61.545 | -16.8153 | 0 | 0 | 0 | 0 | 31.1254 | 0 | 0 | 350 | 0 | 0
9 | 13 | 5 | 12.8 | 9.1 | 78 | 0 | 0 | 0 | 73.9905 | -8.0277 | 0 | 0 | 0 | 0 | 31.2407 | 0 | 0 | 350 | 0 | 0
9 | 13 | 6 | 13.2 | 9.3 | 77 | 1 | 0 | 1 | 85.7421 | 1.5927 | 79.2579 | 32.4073 | 0 | 0.91452 | 31.3495 | 0.91452 | 4.3458 | 350 | 4.3458 | 0
9 | 13 | 7 | 13.9 | 9.6 | 75 | 45 | 17 | 43 | 97.4218 | 10.7997 | 67.5782 | 23.2003 | 6.2025 | 39.3243 | 31.4576 | 39.3243 | 186.8691 | 350 | 186.8691 | 0
9 | 13 | 8 | 14.3 | 10.1 | 76 | 182 | 207 | 122 | 109.684 | 19.9666 | 55.316 | 14.0334 | 120.5104 | 111.5713 | 31.5711 | 111.5713 | 530.1868 | 350 | 350 | 180.1868
9 | 13 | 9 | 15.1 | 10.4 | 73 | 351 | 457 | 150 | 123.2355 | 28.4316 | 41.7645 | 5.5684 | 348.006 | 137.1778 | 31.6966 | 137.1778 | 651.869 | 350 | 350 | 301.869
9 | 13 | 10 | 15.9 | 10.5 | 70 | 486 | 586 | 156 | 138.78 | 35.5758 | 26.22 | 1.5758 | 521.737 | 142.6649 | 31.8406 | 664.4019 | 3157.2379 | 600 | 600 | 2557.2379
9 | 13 | 11 | 16.3 | 10.9 | 70 | 591 | 640 | 175 | 156.7299 | 40.6313 | 8.2701 | 6.6313 | 614.2893 | 160.0408 | 32.0068 | 774.3301 | 3679.6165 | 600 | 600 | 3079.6165
9 | 13 | 12 | 16.5 | 10.7 | 69 | 649 | 683 | 173 | 176.6212 | 42.8094 | 11.6212 | 8.8094 | 659.2362 | 158.2118 | 32.1909 | 817.4479 | 3884.5126 | 600 | 600 | 3284.5126
9 | 13 | 13 | 16.6 | 10.4 | 67 | 654 | 685 | 173 | 196.8343 | 41.6777 | 31.8343 | 7.6777 | 620.6745 | 158.2118 | 32.3781 | 778.8863 | 3701.2677 | 600 | 600 | 3101.2677
9 | 13 | 14 | 17.1 | 11.2 | 68 | 620 | 728 | 138 | 215.518 | 37.4674 | 50.518 | 3.4674 | 572.5831 | 126.2036 | 32.5511 | 698.7866 | 3320.6341 | 600 | 600 | 2720.6341
9 | 13 | 15 | 17.1 | 11.8 | 71 | 518 | 664 | 133 | 231.8171 | 30.8995 | 66.8171 | 3.1005 | 408.1144 | 121.631 | 32.702 | 121.631 | 577.9905 | 600 | 577.9905 | 0
9 | 13 | 16 | 16.3 | 11.1 | 71 | 380 | 547 | 127 | 245.9314 | 22.7747 | 80.9314 | 11.2253 | 220.0003 | 116.1439 | 32.8327 | 116.1439 | 551.9157 | 900 | 551.9157 | 0
9 | 13 | 17 | 15.8 | 10.8 | 72 | 215 | 328 | 111 | 258.5179 | 13.7583 | 0 | 20.2417 | 53.7393 | 101.5116 | 32.9492 | 101.5116 | 482.3831 | 900 | 482.3831 | 0
9 | 13 | 18 | 15.1 | 11.4 | 79 | 65 | 72 | 54 | 270.2959 | 4.426 | 0 | 29.574 | 0 | 49.384 | 33.0583 | 49.384 | 234.6728 | 900 | 234.6728 | 0
9 | 13 | 19 | 13.5 | 11.4 | 87 | 4 | 0 | 4 | 281.9363 | -5.1307 | 0 | 0 | 0 | 3.6581 | 33.1661 | 3.6581 | 17.3832 | 900 | 17.3832 | 0
9 | 13 | 20 | 12.6 | 11.3 | 92 | 0 | 0 | 0 | 294.0711 | -14.2027 | 0 | 0 | 0 | 0 | 33.2784 | 0 | 0 | 800 | 0 | 0
9 | 13 | 21 | 11.7 | 10.3 | 91 | 0 | 0 | 0 | 307.3091 | -22.3834 | 0 | 0 | 0 | 0 | 33.401 | 0 | 0 | 700 | 0 | 0
9 | 13 | 22 | 13 | 11.1 | 88 | 0 | 0 | 0 | 322.1738 | -29.1457 | 0 | 0 | 0 | 0 | 33.5386 | 0 | 0 | 600 | 0 | 0
9 | 13 | 23 | 13.1 | 11 | 87 | 0 | 0 | 0 | 338.8816 | -33.8398 | 0 | 0 | 0 | 0 | 33.6933 | 0 | 0 | 500 | 0 | 0
9 | 13 | 24 | 13.7 | 11.3 | 85 | 0 | 0 | 0 | 356.9952 | -35.845 | 0 | 0 | 0 | 0 | 33.8611 | 0 | 0 | 400 | 0 | 0
9 | 14 | 1 | 14.1 | 11.5 | 84 | 0 | 0 | 0 | 15.3438 | -34.8378 | 0 | 0 | 0 | 0 | 30.6976 | 0 | 0 | 350 | 0 | 0
9 | 14 | 2 | 14.2 | 11.4 | 83 | 0 | 0 | 0 | 32.6144 | -30.987 | 0 | 0 | 0 | 0 | 30.8575 | 0 | 0 | 350 | 0 | 0
9 | 14 | 3 | 14.6 | 12.6 | 88 | 0 | 0 | 0 | 48.103 | -24.8478 | 0 | 0 | 0 | 0 | 31.001 | 0 | 0 | 350 | 0 | 0
9 | 14 | 4 | 14.3 | 12.4 | 88 | 0 | 0 | 0 | 61.8456 | -17.0844 | 0 | 0 | 0 | 0 | 31.1282 | 0 | 0 | 350 | 0 | 0
9 | 14 | 5 | 14.1 | 12.1 | 88 | 0 | 0 | 0 | 74.2977 | -8.2789 | 0 | 0 | 0 | 0 | 31.2435 | 0 | 0 | 350 | 0 | 0
9 | 14 | 6 | 14.3 | 12.3 | 88 | 1 | 0 | 1 | 86.0533 | 1.3736 | 78.9467 | 32.6264 | 0 | 0.91452 | 31.3523 | 0.91452 | 4.3458 | 350 | 4.3458 | 0
9 | 14 | 7 | 13.7 | 13 | 96 | 13 | 0 | 13 | 97.7371 | 10.5588 | 67.2629 | 23.4412 | 0 | 11.8887 | 31.4605 | 11.8887 | 56.4953 | 350 | 56.4953 | 0
9 | 14 | 8 | 14 | 13.3 | 96 | 55 | 0 | 55 | 110.0027 | 19.7121 | 54.9973 | 14.2879 | 0 | 50.2985 | 31.5741 | 50.2985 | 239.0186 | 350 | 239.0186 | 0
9 | 14 | 9 | 14.2 | 13.7 | 97 | 104 | 0 | 104 | 123.5514 | 28.1533 | 41.4486 | 5.8467 | 0 | 95.11 | 31.6996 | 95.11 | 451.9625 | 350 | 350 | 101.9625
9 | 14 | 10 | 14.8 | 14.5 | 98 | 149 | 0 | 149 | 139.0749 | 35.2641 | 25.9251 | 1.2641 | 0 | 136.2633 | 31.8433 | 136.2633 | 647.5232 | 600 | 600 | 47.5232
9 | 14 | 11 | 14.9 | 12.7 | 87 | 367 | 94 | 306 | 156.9683 | 40.2819 | 8.0317 | 6.2819 | 90.0916 | 279.8427 | 32.009 | 369.9344 | 1757.9282 | 600 | 600 | 1157.9282
9 | 14 | 12 | 15 | 12.8 | 87 | 403 | 99 | 335 | 176.7605 | 42.4293 | 11.7605 | 8.4293 | 95.3782 | 306.3638 | 32.1922 | 401.742 | 1909.0782 | 600 | 600 | 1309.0782
9 | 14 | 13 | 16.6 | 11.9 | 74 | 647 | 537 | 273 | 196.8563 | 41.2844 | 31.8563 | 7.2844 | 485.3972 | 249.6636 | 32.3783 | 735.0608 | 3493.0089 | 600 | 600 | 2893.0089
9 | 14 | 14 | 16.4 | 10.6 | 69 | 614 | 721 | 141 | 215.444 | 37.0781 | 50.444 | 3.0781 | 565.2213 | 128.9471 | 32.5504 | 694.1685 | 3298.6886 | 600 | 600 | 2698.6886
9 | 14 | 15 | 17 | 10.5 | 66 | 517 | 684 | 125 | 231.6842 | 30.5228 | 66.6842 | 3.4772 | 418.4101 | 114.3148 | 32.7008 | 114.3148 | 543.2242 | 600 | 543.2242 | 0
9 | 14 | 16 | 15.4 | 9.4 | 67 | 371 | 492 | 147 | 245.7691 | 22.4109 | 80.7691 | 11.5891 | 196.3058 | 134.4343 | 32.8312 | 134.4343 | 638.8316 | 900 | 638.8316 | 0
9 | 14 | 17 | 15.5 | 10.6 | 73 | 202 | 285 | 113 | 258.344 | 13.404 | 0 | 20.596 | 45.7297 | 103.3406 | 32.9476 | 103.3406 | 491.0746 | 900 | 491.0746 | 0
9 | 14 | 18 | 15 | 10.1 | 72 | 60 | 45 | 54 | 270.1205 | 4.0847 | 0 | 29.9153 | 0 | 49.384 | 33.0567 | 49.384 | 234.6728 | 900 | 234.6728 | 0
9 | 14 | 19 | 15 | 9.8 | 71 | 3 | 0 | 3 | 281.7667 | -5.491 | 0 | 0 | 0 | 2.7436 | 33.1645 | 2.7436 | 13.0374 | 900 | 13.0374 | 0
9 | 14 | 20 | 15.1 | 9.5 | 69 | 0 | 0 | 0 | 293.916 | -14.5678 | 0 | 0 | 0 | 0 | 33.277 | 0 | 0 | 800 | 0 | 0
9 | 14 | 21 | 14.5 | 11.1 | 80 | 0 | 0 | 0 | 307.182 | -22.7601 | 0 | 0 | 0 | 0 | 33.3998 | 0 | 0 | 700 | 0 | 0
9 | 14 | 22 | 14.4 | 11.4 | 82 | 0 | 0 | 0 | 322.0959 | -29.5343 | 0 | 0 | 0 | 0 | 33.5379 | 0 | 0 | 600 | 0 | 0
9 | 14 | 23 | 14.6 | 11.4 | 81 | 0 | 0 | 0 | 338.8798 | -34.2344 | 0 | 0 | 0 | 0 | 33.6933 | 0 | 0 | 500 | 0 | 0
9 | 14 | 24 | 13.9 | 12.4 | 91 | 0 | 0 | 0 | 357.0893 | -36.2321 | 0 | 0 | 0 | 0 | 33.8619 | 0 | 0 | 400 | 0 | 0
9 | 15 | 1 | 14.3 | 12.5 | 89 | 0 | 0 | 0 | 15.5298 | -35.2018 | 0 | 0 | 0 | 0 | 30.6993 | 0 | 0 | 350 | 0 | 0
9 | 15 | 2 | 14.1 | 12.6 | 91 | 0 | 0 | 0 | 32.8658 | -31.3178 | 0 | 0 | 0 | 0 | 30.8599 | 0 | 0 | 350 | 0 | 0
9 | 15 | 3 | 14 | 12.4 | 90 | 0 | 0 | 0 | 48.3899 | -25.1448 | 0 | 0 | 0 | 0 | 31.0036 | 0 | 0 | 350 | 0 | 0
9 | 15 | 4 | 14 | 12.5 | 91 | 0 | 0 | 0 | 62.1479 | -17.3537 | 0 | 0 | 0 | 0 | 31.131 | 0 | 0 | 350 | 0 | 0
9 | 15 | 5 | 13.8 | 12.5 | 92 | 0 | 0 | 0 | 74.6061 | -8.5304 | 0 | 0 | 0 | 0 | 31.2464 | 0 | 0 | 350 | 0 | 0
9 | 15 | 6 | 14 | 12.4 | 90 | 1 | 0 | 1 | 86.3653 | 1.1562 | 78.6347 | 32.8438 | 0 | 0.91452 | 31.3552 | 0.91452 | 4.3458 | 350 | 4.3458 | 0
9 | 15 | 7 | 14 | 12.7 | 92 | 25 | 0 | 25 | 98.0528 | 10.3171 | 66.9472 | 23.6829 | 0 | 22.863 | 31.4635 | 22.863 | 108.6448 | 350 | 108.6448 | 0
9 | 15 | 8 | 14.3 | 12.9 | 91 | 109 | 9 | 106 | 110.3213 | 19.4564 | 54.6787 | 14.5436 | 5.2289 | 96.939 | 31.577 | 96.939 | 460.6541 | 350 | 350 | 110.6541
9 | 15 | 9 | 15 | 13.9 | 93 | 208 | 62 | 182 | 123.8665 | 27.8736 | 41.1335 | 6.1264 | 47.1139 | 166.4424 | 31.7025 | 166.4424 | 790.9344 | 350 | 350 | 440.9344
9 | 15 | 10 | 14.3 | 13.2 | 93 | 298 | 54 | 268 | 139.3683 | 34.9509 | 25.6317 | 0.95091 | 47.9611 | 245.091 | 31.846 | 293.0522 | 1392.584 | 600 | 600 | 792.584
9 | 15 | 11 | 16.3 | 12.9 | 80 | 600 | 521 | 266 | 157.2048 | 39.9312 | 7.7952 | 5.9312 | 498.58 | 243.262 | 32.0112 | 741.842 | 3525.2334 | 600 | 600 | 2925.2334
9 | 15 | 12 | 17 | 13.3 | 79 | 636 | 669 | 175 | 176.8985 | 42.048 | 11.8985 | 8.048 | 643.2946 | 160.0408 | 32.1935 | 803.3353 | 3817.4496 | 600 | 600 | 3217.4496
9 | 15 | 13 | 16.6 | 12.3 | 76 | 530 | 308 | 316 | 196.8782 | 40.89 | 31.8782 | 6.89 | 277.7137 | 288.9879 | 32.3785 | 566.7016 | 2692.966 | 600 | 600 | 2092.966
9 | 15 | 14 | 17.1 | 12.8 | 76 | 591 | 599 | 201 | 215.3706 | 36.6878 | 50.3706 | 2.6878 | 468.0121 | 183.8183 | 32.5497 | 651.8304 | 3097.498 | 600 | 600 | 2497.498
9 | 15 | 15 | 15.9 | 12.7 | 81 | 492 | 602 | 150 | 231.5519 | 30.145 | 66.5519 | 3.855 | 366.4701 | 137.1778 | 32.6996 | 137.1778 | 651.869 | 600 | 600 | 51.869
9 | 15 | 16 | 16.3 | 12.5 | 78 | 292 | 220 | 193 | 245.6072 | 22.0461 | 80.6072 | 11.9539 | 87.0693 | 176.5021 | 32.8297 | 176.5021 | 838.7381 | 900 | 838.7381 | 0
9 | 15 | 17 | 15.5 | 12.2 | 81 | 162 | 122 | 124 | 258.1702 | 13.0488 | 0 | 20.9512 | 19.1607 | 113.4003 | 32.946 | 113.4003 | 538.8784 | 900 | 538.8784 | 0
9 | 15 | 18 | 15.4 | 12.7 | 84 | 45 | 0 | 45 | 269.9448 | 3.7437 | 0 | 30.2563 | 0 | 41.1533 | 33.055 | 41.1533 | 195.5607 | 900 | 195.5607 | 0
9 | 15 | 19 | 15 | 12.6 | 86 | 2 | 0 | 2 | 281.5965 | -5.8517 | 0 | 0 | 0 | 1.829 | 33.1629 | 1.829 | 8.6916 | 900 | 8.6916 | 0
9 | 15 | 20 | 14.5 | 12.1 | 86 | 0 | 0 | 0 | 293.76 | -14.9337 | 0 | 0 | 0 | 0 | 33.2756 | 0 | 0 | 800 | 0 | 0
9 | 15 | 21 | 14.5 | 12.3 | 87 | 0 | 0 | 0 | 307.0539 | -23.1376 | 0 | 0 | 0 | 0 | 33.3986 | 0 | 0 | 700 | 0 | 0
9 | 15 | 22 | 14.2 | 12.2 | 88 | 0 | 0 | 0 | 322.0173 | -29.9238 | 0 | 0 | 0 | 0 | 33.5372 | 0 | 0 | 600 | 0 | 0
9 | 15 | 23 | 14 | 12.5 | 91 | 0 | 0 | 0 | 338.8781 | -34.6298 | 0 | 0 | 0 | 0 | 33.6933 | 0 | 0 | 500 | 0 | 0
9 | 15 | 24 | 14.2 | 12.8 | 91 | 0 | 0 | 0 | 357.1846 | -36.6201 | 0 | 0 | 0 | 0 | 33.8628 | 0 | 0 | 400 | 0 | 0
9 | 16 | 1 | 13.8 | 13.1 | 96 | 0 | 0 | 0 | 15.7179 | -35.5664 | 0 | 0 | 0 | 0 | 30.7011 | 0 | 0 | 350 | 0 | 0
9 | 16 | 2 | 13.8 | 11.8 | 88 | 0 | 0 | 0 | 33.1196 | -31.649 | 0 | 0 | 0 | 0 | 30.8622 | 0 | 0 | 350 | 0 | 0
9 | 16 | 3 | 13.8 | 12 | 89 | 0 | 0 | 0 | 48.6789 | -25.4419 | 0 | 0 | 0 | 0 | 31.0063 | 0 | 0 | 350 | 0 | 0
9 | 16 | 4 | 13.9 | 12.1 | 89 | 0 | 0 | 0 | 62.4518 | -17.6231 | 0 | 0 | 0 | 0 | 31.1338 | 0 | 0 | 350 | 0 | 0
9 | 16 | 5 | 14.1 | 12.1 | 88 | 0 | 0 | 0 | 74.9157 | -8.7821 | 0 | 0 | 0 | 0 | 31.2492 | 0 | 0 | 350 | 0 | 0
9 | 16 | 6 | 14.3 | 12.1 | 87 | 0 | 0 | 0 | 86.678 | 0.94079 | 78.322 | 33.0592 | 0 | 0 | 31.3581 | 0 | 0 | 350 | 0 | 0
9 | 16 | 7 | 13.8 | 12.1 | 89 | 12 | 0 | 12 | 98.3688 | 10.0745 | 66.6312 | 23.9255 | 0 | 10.9742 | 31.4664 | 10.9742 | 52.1495 | 350 | 52.1495 | 0
9 | 16 | 8 | 14.3 | 12.3 | 88 | 53 | 0 | 53 | 110.6396 | 19.1995 | 54.3604 | 14.8005 | 0 | 48.4695 | 31.58 | 48.4695 | 230.327 | 350 | 230.327 | 0
9 | 16 | 9 | 14.9 | 12.2 | 84 | 206 | 64 | 179 | 124.1807 | 27.5925 | 40.8193 | 6.4075 | 48.5789 | 163.6989 | 31.7054 | 163.6989 | 777.897 | 350 | 350 | 427.897
9 | 16 | 10 | 15.6 | 12.1 | 80 | 296 | 54 | 266 | 139.6601 | 34.6363 | 25.3399 | 0.63629 | 47.899 | 243.262 | 31.8487 | 291.161 | 1383.5971 | 600 | 600 | 783.5971
9 | 16 | 11 | 15.9 | 12.2 | 79 | 361 | 95 | 301 | 157.4395 | 39.5792 | 7.5605 | 5.5792 | 90.7691 | 275.2702 | 32.0133 | 366.0393 | 1739.4186 | 600 | 600 | 1139.4186
9 | 16 | 12 | 16.3 | 12.3 | 77 | 397 | 99 | 329 | 177.0352 | 41.6658 | 12.0352 | 7.6658 | 95.0089 | 300.8767 | 32.1948 | 395.8856 | 1881.2484 | 600 | 600 | 1281.2484
9 | 16 | 13 | 16.2 | 11.8 | 75 | 399 | 99 | 331 | 196.8999 | 40.4948 | 31.8999 | 6.4948 | 89.0388 | 302.7057 | 32.3787 | 391.7446 | 1861.5702 | 600 | 600 | 1261.5702
9 | 16 | 14 | 16.6 | 12.7 | 78 | 367 | 96 | 306 | 215.2977 | 36.2966 | 50.2977 | 2.2966 | 74.7515 | 279.8427 | 32.5491 | 354.5942 | 1685.0317 | 600 | 600 | 1085.0317
9 | 16 | 15 | 16.4 | 12.2 | 76 | 305 | 61 | 271 | 231.4204 | 29.7663 | 66.4204 | 4.2337 | 36.9515 | 247.8346 | 32.6983 | 247.8346 | 1177.71 | 600 | 600 | 577.71
9 | 16 | 16 | 16.2 | 12 | 76 | 219 | 42 | 200 | 245.4458 | 21.6803 | 80.4458 | 12.3197 | 16.4858 | 182.9038 | 32.8282 | 182.9038 | 869.1587 | 900 | 869.1587 | 0
9 | 16 | 17 | 16.2 | 12 | 76 | 119 | 17 | 114 | 257.9964 | 12.6928 | 0 | 21.3072 | 2.6119 | 104.2551 | 32.9444 | 104.2551 | 495.4204 | 900 | 495.4204 | 0
9 | 16 | 18 | 15.2 | 11.7 | 80 | 32 | 0 | 32 | 269.7689 | 3.4034 | 0 | 30.5966 | 0 | 29.2646 | 33.0534 | 29.2646 | 139.0654 | 900 | 139.0654 | 0
9 | 16 | 19 | 14.5 | 11.3 | 81 | 1 | 0 | 1 | 281.4257 | -6.2127 | 0 | 0 | 0 | 0.91452 | 33.1613 | 0.91452 | 4.3458 | 900 | 4.3458 | 0
9 | 16 | 20 | 14.4 | 11.4 | 82 | 0 | 0 | 0 | 293.6031 | -15.3002 | 0 | 0 | 0 | 0 | 33.2741 | 0 | 0 | 800 | 0 | 0
9 | 16 | 21 | 14 | 11.8 | 87 | 0 | 0 | 0 | 306.9247 | -23.5158 | 0 | 0 | 0 | 0 | 33.3975 | 0 | 0 | 700 | 0 | 0
9 | 16 | 22 | 13.1 | 12 | 93 | 0 | 0 | 0 | 321.9378 | -30.3142 | 0 | 0 | 0 | 0 | 33.5365 | 0 | 0 | 600 | 0 | 0
9 | 16 | 23 | 13.4 | 12.1 | 92 | 0 | 0 | 0 | 338.8762 | -35.0262 | 0 | 0 | 0 | 0 | 33.6933 | 0 | 0 | 500 | 0 | 0
9 | 16 | 24 | 13.8 | 12.5 | 92 | 0 | 0 | 0 | 357.2809 | -37.0089 | 0 | 0 | 0 | 0 | 33.8637 | 0 | 0 | 400 | 0 | 0
9 | 17 | 1 | 13.4 | 12.1 | 92 | 0 | 0 | 0 | 15.908 | -35.9315 | 0 | 0 | 0 | 0 | 30.7029 | 0 | 0 | 350 | 0 | 0
9 | 17 | 2 | 13.5 | 12.6 | 94 | 0 | 0 | 0 | 33.3757 | -31.9803 | 0 | 0 | 0 | 0 | 30.8646 | 0 | 0 | 350 | 0 | 0
9 | 17 | 3 | 14.3 | 12.7 | 90 | 0 | 0 | 0 | 48.9698 | -25.7391 | 0 | 0 | 0 | 0 | 31.009 | 0 | 0 | 350 | 0 | 0
9 | 17 | 4 | 14.5 | 12.9 | 90 | 0 | 0 | 0 | 62.7572 | -17.8927 | 0 | 0 | 0 | 0 | 31.1366 | 0 | 0 | 350 | 0 | 0
9 | 17 | 5 | 14.5 | 13.1 | 91 | 0 | 0 | 0 | 75.2263 | -9.0342 | 89.7737 | 0 | 0 | 0 | 31.2521 | 0 | 0 | 350 | 0 | 0
9 | 17 | 6 | 14.5 | 13.1 | 91 | 0 | 0 | 0 | 86.9913 | 0.72761 | 78.0087 | 33.2724 | 0 | 0 | 31.361 | 0 | 0 | 350 | 0 | 0
9 | 17 | 7 | 14.6 | 13 | 90 | 29 | 0 | 29 | 98.6849 | 9.8313 | 66.3151 | 24.1687 | 0 | 26.521 | 31.4693 | 26.521 | 126.028 | 350 | 126.028 | 0
9 | 17 | 8 | 14.2 | 12.9 | 92 | 105 | 8 | 102 | 110.9575 | 18.9416 | 54.0425 | 15.0584 | 4.6374 | 93.2809 | 31.5829 | 93.2809 | 443.2709 | 350 | 350 | 93.2709
9 | 17 | 9 | 15.3 | 13.5 | 89 | 203 | 61 | 178 | 124.4939 | 27.3101 | 40.5061 | 6.6899 | 46.2472 | 162.7843 | 31.7083 | 162.7843 | 773.5512 | 350 | 350 | 423.5512
9 | 17 | 10 | 15.5 | 13.4 | 87 | 292 | 53 | 263 | 139.9502 | 34.3203 | 25.0498 | 0.32029 | 46.9486 | 240.5184 | 31.8514 | 287.4671 | 1366.0435 | 600 | 600 | 766.0435
9 | 17 | 11 | 16.4 | 13.2 | 81 | 471 | 278 | 295 | 157.6722 | 39.2259 | 7.3278 | 5.2259 | 265.1876 | 269.783 | 32.0155 | 534.9707 | 2542.1805 | 600 | 600 | 1942.1805
9 | 17 | 12 | 15.9 | 12.7 | 81 | 518 | 317 | 302 | 177.1705 | 41.2826 | 12.1705 | 7.2826 | 303.6055 | 276.1847 | 32.196 | 579.7902 | 2755.163 | 600 | 600 | 2155.163
9 | 17 | 13 | 17 | 12.5 | 75 | 520 | 318 | 303 | 196.9212 | 40.0987 | 31.9212 | 6.0987 | 285.2618 | 277.0992 | 32.3789 | 562.361 | 2672.3393 | 600 | 600 | 2072.3393
9 | 17 | 14 | 17 | 12.1 | 73 | 364 | 101 | 299 | 215.2253 | 35.9046 | 50.2253 | 1.9046 | 78.3717 | 273.4411 | 32.5484 | 351.8129 | 1671.8147 | 600 | 600 | 1071.8147
9 | 17 | 15 | 17.2 | 12.5 | 74 | 301 | 60 | 268 | 231.2894 | 29.3867 | 66.2894 | 4.6133 | 36.1642 | 245.091 | 32.6971 | 245.091 | 1164.6726 | 600 | 600 | 564.6726
9 | 17 | 16 | 16.7 | 12.2 | 75 | 321 | 300 | 190 | 245.2849 | 21.3137 | 80.2849 | 12.6863 | 116.7729 | 173.7586 | 32.8267 | 173.7586 | 825.7007 | 900 | 825.7007 | 0
9 | 17 | 17 | 16.8 | 12.9 | 78 | 189 | 297 | 102 | 257.8228 | 12.3361 | 0 | 21.6639 | 44.6147 | 93.2809 | 32.9428 | 93.2809 | 443.2709 | 900 | 443.2709 | 0
9 | 17 | 18 | 15.8 | 12.6 | 81 | 48 | 32 | 44 | 269.5926 | 3.0642 | 0 | 30.9358 | 0 | 40.2388 | 33.0518 | 40.2388 | 191.2149 | 900 | 191.2149 | 0
9 | 17 | 19 | 14.9 | 12.4 | 85 | 2 | 0 | 2 | 281.2542 | -6.574 | 0 | 0 | 0 | 1.829 | 33.1598 | 1.829 | 8.6916 | 900 | 8.6916 | 0
9 | 17 | 20 | 14.6 | 12.2 | 86 | 0 | 0 | 0 | 293.4452 | -15.6673 | 0 | 0 | 0 | 0 | 33.2726 | 0 | 0 | 800 | 0 | 0
9 | 17 | 21 | 14.2 | 12.2 | 88 | 0 | 0 | 0 | 306.7945 | -23.8946 | 0 | 0 | 0 | 0 | 33.3962 | 0 | 0 | 700 | 0 | 0
9 | 17 | 22 | 14.1 | 12.5 | 90 | 0 | 0 | 0 | 321.8575 | -30.7052 | 0 | 0 | 0 | 0 | 33.5357 | 0 | 0 | 600 | 0 | 0
9 | 17 | 23 | 14 | 12.5 | 91 | 0 | 0 | 0 | 338.8743 | -35.4232 | 0 | 0 | 0 | 0 | 33.6933 | 0 | 0 | 500 | 0 | 0
9 | 17 | 24 | 14.2 | 12.8 | 91 | 0 | 0 | 0 | 357.3783 | -37.3983 | 0 | 0 | 0 | 0 | 33.8646 | 0 | 0 | 400 | 0 | 0
9 | 18 | 1 | 14.3 | 13 | 92 | 0 | 0 | 0 | 16.1002 | -36.297 | 0 | 0 | 0 | 0 | 30.7046 | 0 | 0 | 350 | 0 | 0
9 | 18 | 2 | 14.8 | 13.7 | 93 | 0 | 0 | 0 | 33.634 | -32.3118 | 0 | 0 | 0 | 0 | 30.867 | 0 | 0 | 350 | 0 | 0
9 | 18 | 3 | 15 | 13.9 | 93 | 0 | 0 | 0 | 49.2627 | -26.0363 | 0 | 0 | 0 | 0 | 31.0117 | 0 | 0 | 350 | 0 | 0
9 | 18 | 4 | 15.2 | 14 | 93 | 0 | 0 | 0 | 63.0641 | -18.1624 | 0 | 0 | 0 | 0 | 31.1395 | 0 | 0 | 350 | 0 | 0
9 | 18 | 5 | 14 | 13.3 | 96 | 0 | 0 | 0 | 75.5379 | -9.2864 | 89.4621 | 0 | 0 | 0 | 31.255 | 0 | 0 | 350 | 0 | 0
9 | 18 | 6 | 14.2 | 13.8 | 97 | 0 | 0 | 0 | 87.3051 | 0.51701 | 77.6949 | 33.483 | 0 | 0 | 31.3639 | 0 | 0 | 350 | 0 | 0
9 | 18 | 7 | 14.5 | 14 | 97 | 10 | 0 | 10 | 99.001 | 9.5873 | 65.999 | 24.4127 | 0 | 9.1452 | 31.4722 | 9.1452 | 43.4579 | 350 | 43.4579 | 0
9 | 18 | 8 | 14.8 | 14.1 | 96 | 51 | 0 | 51 | 111.2749 | 18.6826 | 53.7251 | 15.3174 | 0 | 46.6405 | 31.5859 | 46.6405 | 221.6355 | 350 | 221.6355 | 0
9 | 18 | 9 | 14.2 | 13.5 | 96 | 99 | 0 | 99 | 124.8059 | 27.0265 | 40.1941 | 6.9735 | 0 | 90.5374 | 31.7112 | 90.5374 | 430.2335 | 350 | 350 | 80.2335
9 | 18 | 10 | 14.8 | 14.3 | 97 | 143 | 0 | 143 | 140.2385 | 34.003 | 24.7615 | 0.0029801 | 0 | 130.7762 | 31.8541 | 130.7762 | 621.4484 | 600 | 600 | 21.4484
9 | 18 | 11 | 14.8 | 14.5 | 98 | 175 | 1 | 175 | 157.9028 | 38.8716 | 7.0972 | 4.8716 | 0.95231 | 160.0408 | 32.0176 | 160.9931 | 765.0392 | 600 | 600 | 165.0392
9 | 18 | 12 | 14.8 | 14.3 | 97 | 389 | 96 | 324 | 177.3042 | 40.8985 | 12.3042 | 6.8985 | 91.7527 | 296.3041 | 32.1973 | 388.0568 | 1844.0457 | 600 | 600 | 1244.0457
9 | 18 | 13 | 16.9 | 14.7 | 87 | 391 | 97 | 325 | 196.9421 | 39.702 | 31.9421 | 5.702 | 86.7831 | 297.2186 | 32.3791 | 384.0017 | 1824.7759 | 600 | 600 | 1224.7759
9 | 18 | 14 | 17.1 | 14.5 | 85 | 359 | 94 | 299 | 215.1533 | 35.5118 | 50.1533 | 1.5118 | 72.6821 | 273.4411 | 32.5477 | 346.1233 | 1644.7777 | 600 | 600 | 1044.7777
9 | 18 | 15 | 17.2 | 12.4 | 73 | 372 | 221 | 250 | 231.1591 | 29.0064 | 66.1591 | 4.9936 | 132.5293 | 228.6297 | 32.6959 | 228.6297 | 1086.4483 | 600 | 600 | 486.4483
9 | 18 | 16 | 17.2 | 14.6 | 85 | 298 | 309 | 164 | 245.1243 | 20.9464 | 80.1243 | 13.0536 | 119.2574 | 149.9811 | 32.8252 | 149.9811 | 712.7101 | 900 | 712.7101 | 0
9 | 18 | 17 | 16.7 | 14.6 | 87 | 171 | 221 | 107 | 257.6492 | 11.9789 | 0 | 22.0211 | 32.4395 | 97.8535 | 32.9412 | 97.8535 | 464.9999 | 900 | 464.9999 | 0
9 | 18 | 18 | 15.7 | 14.5 | 93 | 43 | 19 | 41 | 269.416 | 2.7265 | 0 | 31.2735 | 0 | 37.4953 | 33.0501 | 37.4953 | 178.1775 | 900 | 178.1775 | 0
9 | 18 | 19 | 15.3 | 13.3 | 88 | 1 | 0 | 1 | 281.0821 | -6.9354 | 0 | 0 | 0 | 0.91452 | 33.1582 | 0.91452 | 4.3458 | 900 | 4.3458 | 0
9 | 18 | 20 | 15.3 | 13.9 | 91 | 0 | 0 | 0 | 293.2863 | -16.0348 | 0 | 0 | 0 | 0 | 33.2712 | 0 | 0 | 800 | 0 | 0
9 | 18 | 21 | 15.5 | 13.9 | 90 | 0 | 0 | 0 | 306.663 | -24.2738 | 0 | 0 | 0 | 0 | 33.395 | 0 | 0 | 700 | 0 | 0
9 | 18 | 22 | 15.4 | 13.8 | 90 | 0 | 0 | 0 | 321.7761 | -31.0967 | 0 | 0 | 0 | 0 | 33.535 | 0 | 0 | 600 | 0 | 0
9 | 18 | 23 | 15.8 | 14.4 | 91 | 0 | 0 | 0 | 338.872 | -35.8209 | 0 | 0 | 0 | 0 | 33.6933 | 0 | 0 | 500 | 0 | 0
9 | 18 | 24 | 15.8 | 14.6 | 93 | 0 | 0 | 0 | 357.4767 | -37.7884 | 0 | 0 | 0 | 0 | 33.8655 | 0 | 0 | 400 | 0 | 0
9 | 19 | 1 | 15.9 | 14.5 | 91 | 0 | 0 | 0 | 16.2943 | -36.6628 | 0 | 0 | 0 | 0 | 30.7064 | 0 | 0 | 350 | 0 | 0
9 | 19 | 2 | 15.7 | 14.5 | 93 | 0 | 0 | 0 | 33.8944 | -32.6434 | 0 | 0 | 0 | 0 | 30.8694 | 0 | 0 | 350 | 0 | 0
9 | 19 | 3 | 15.8 | 14.6 | 93 | 0 | 0 | 0 | 49.5573 | -26.3335 | 0 | 0 | 0 | 0 | 31.0144 | 0 | 0 | 350 | 0 | 0
9 | 19 | 4 | 15.6 | 15.1 | 97 | 0 | 0 | 0 | 63.3722 | -18.4321 | 0 | 0 | 0 | 0 | 31.1423 | 0 | 0 | 350 | 0 | 0
9 | 19 | 5 | 15.3 | 14.4 | 94 | 0 | 0 | 0 | 75.8502 | -9.5389 | 89.1498 | 0 | 0 | 0 | 31.2579 | 0 | 0 | 350 | 0 | 0
9 | 19 | 6 | 15.5 | 14.6 | 94 | 0 | 0 | 0 | 87.6192 | 0.30931 | 77.3808 | 33.6907 | 0 | 0 | 31.3668 | 0 | 0 | 350 | 0 | 0
9 | 19 | 7 | 16.2 | 15 | 93 | 29 | 0 | 29 | 99.317 | 9.3426 | 65.683 | 24.6574 | 0 | 26.521 | 31.4752 | 26.521 | 126.028 | 350 | 126.028 | 0
9 | 19 | 8 | 16.2 | 14.8 | 91 | 149 | 209 | 94 | 111.5916 | 18.4225 | 53.4084 | 15.5775 | 120.8542 | 85.9648 | 31.5888 | 85.9648 | 408.5046 | 350 | 350 | 58.5046
9 | 19 | 9 | 17.3 | 14.7 | 85 | 315 | 391 | 152 | 125.1167 | 26.7415 | 39.8833 | 7.2585 | 295.691 | 139.0069 | 31.714 | 139.0069 | 660.5606 | 350 | 350 | 310.5606
9 | 19 | 10 | 17.7 | 14.8 | 83 | 455 | 569 | 150 | 140.5249 | 33.6844 | 24.4751 | 0.31558 | 502.5947 | 137.1778 | 31.8567 | 639.7725 | 3040.1989 | 600 | 600 | 2440.1989
9 | 19 | 11 | 18.7 | 15.5 | 82 | 544 | 558 | 196 | 158.1312 | 38.5162 | 6.8688 | 4.5162 | 530.4691 | 179.2457 | 32.0197 | 709.7147 | 3372.5644 | 600 | 600 | 2772.5644
9 | 19 | 12 | 18.2 | 15.3 | 83 | 577 | 534 | 219 | 177.4362 | 40.5137 | 12.4362 | 6.5137 | 509.2861 | 200.2796 | 32.1985 | 709.5657 | 3371.8561 | 600 | 600 | 2771.8561
9 | 19 | 13 | 17.7 | 15.1 | 85 | 387 | 96 | 323 | 196.9626 | 39.3047 | 31.9626 | 5.3047 | 85.6556 | 295.3896 | 32.3793 | 381.0452 | 1810.7268 | 600 | 600 | 1210.7268
9 | 19 | 14 | 17.8 | 15.1 | 84 | 355 | 93 | 296 | 215.0817 | 35.1186 | 50.0817 | 1.1186 | 71.6501 | 270.6976 | 32.5471 | 342.3477 | 1626.8362 | 600 | 600 | 1026.8362
9 | 19 | 15 | 17.5 | 15.3 | 87 | 292 | 59 | 260 | 231.0293 | 28.6255 | 66.0293 | 5.3745 | 35.1989 | 237.7749 | 32.6947 | 237.7749 | 1129.9063 | 600 | 600 | 529.9063
9 | 19 | 16 | 17.3 | 15.1 | 87 | 206 | 39 | 189 | 244.964 | 20.5785 | 79.964 | 13.4215 | 14.9226 | 172.8441 | 32.8237 | 172.8441 | 821.3549 | 900 | 821.3549 | 0
9 | 19 | 17 | 17.7 | 14.8 | 83 | 108 | 13 | 105 | 257.4755 | 11.6213 | 0 | 22.3787 | 1.8635 | 96.0245 | 32.9396 | 96.0245 | 456.3083 | 900 | 456.3083 | 0
9 | 19 | 18 | 16.9 | 15 | 89 | 25 | 0 | 25 | 269.239 | 2.3909 | 0 | 31.6091 | 0 | 22.863 | 33.0485 | 22.863 | 108.6448 | 900 | 108.6448 | 0
9 | 19 | 19 | 16.6 | 14.3 | 86 | 0 | 0 | 0 | 280.9092 | -7.2969 | 0 | 0 | 0 | 0 | 33.1566 | 0 | 0 | 900 | 0 | 0
9 | 19 | 20 | 16.4 | 13.4 | 82 | 0 | 0 | 0 | 293.1264 | -16.4025 | 0 | 0 | 0 | 0 | 33.2697 | 0 | 0 | 800 | 0 | 0
9 | 19 | 21 | 16.4 | 13.2 | 81 | 0 | 0 | 0 | 306.5304 | -24.6534 | 0 | 0 | 0 | 0 | 33.3938 | 0 | 0 | 700 | 0 | 0
9 | 19 | 22 | 16.1 | 12.5 | 79 | 0 | 0 | 0 | 321.6937 | -31.4887 | 0 | 0 | 0 | 0 | 33.5342 | 0 | 0 | 600 | 0 | 0
9 | 19 | 23 | 15.1 | 12 | 82 | 0 | 0 | 0 | 338.8695 | -36.2191 | 0 | 0 | 0 | 0 | 33.6932 | 0 | 0 | 500 | 0 | 0
9 | 19 | 24 | 15.2 | 12.1 | 82 | 0 | 0 | 0 | 357.5759 | -38.1788 | 0 | 0 | 0 | 0 | 33.8664 | 0 | 0 | 400 | 0 | 0
9 | 20 | 1 | 15.1 | 11.2 | 78 | 0 | 0 | 0 | 16.4902 | -37.0289 | 0 | 0 | 0 | 0 | 30.7082 | 0 | 0 | 350 | 0 | 0
9 | 20 | 2 | 14.5 | 10.9 | 79 | 0 | 0 | 0 | 34.1569 | -32.975 | 0 | 0 | 0 | 0 | 30.8718 | 0 | 0 | 350 | 0 | 0
9 | 20 | 3 | 14.1 | 10.7 | 80 | 0 | 0 | 0 | 49.8537 | -26.6307 | 0 | 0 | 0 | 0 | 31.0172 | 0 | 0 | 350 | 0 | 0
9 | 20 | 4 | 13.9 | 10.1 | 78 | 0 | 0 | 0 | 63.6815 | -18.7019 | 0 | 0 | 0 | 0 | 31.1452 | 0 | 0 | 350 | 0 | 0
9 | 20 | 5 | 14.2 | 10.8 | 80 | 0 | 0 | 0 | 76.1632 | -9.7915 | 88.8368 | 0 | 0 | 0 | 31.2608 | 0 | 0 | 350 | 0 | 0
9 | 20 | 6 | 14.3 | 10.7 | 79 | 0 | 0 | 0 | 87.9336 | 0.10489 | 77.0664 | 33.8951 | 0 | 0 | 31.3698 | 0 | 0 | 350 | 0 | 0
9 | 20 | 7 | 14.2 | 10 | 76 | 18 | 0 | 18 | 99.6328 | 9.0972 | 65.3672 | 24.9028 | 0 | 16.4613 | 31.4781 | 16.4613 | 78.2243 | 350 | 78.2243 | 0
9 | 20 | 8 | 14.2 | 10 | 76 | 98 | 10 | 96 | 111.9076 | 18.1614 | 53.0924 | 15.8386 | 5.7749 | 87.7938 | 31.5917 | 87.7938 | 417.1962 | 350 | 350 | 67.1962
9 | 20 | 9 | 14.2 | 10 | 76 | 196 | 58 | 172 | 125.426 | 26.4554 | 39.574 | 7.5446 | 43.8032 | 157.2972 | 31.7169 | 157.2972 | 747.4764 | 350 | 350 | 397.4764
9 | 20 | 10 | 14.5 | 9.9 | 74 | 285 | 67 | 249 | 140.8093 | 33.3647 | 24.1907 | 0.63534 | 59.0914 | 227.7152 | 31.8593 | 286.8066 | 1362.9049 | 600 | 600 | 762.9049
9 | 20 | 11 | 15.9 | 10.7 | 71 | 557 | 542 | 222 | 158.3573 | 38.1598 | 6.6427 | 4.1598 | 514.3378 | 203.0232 | 32.0218 | 717.361 | 3408.8995 | 600 | 600 | 2808.8995
9 | 20 | 12 | 16.1 | 10.3 | 68 | 634 | 731 | 148 | 177.5666 | 40.1282 | 12.5666 | 6.1282 | 695.6439 | 135.3488 | 32.1997 | 830.9927 | 3948.8773 | 600 | 600 | 3348.8773
9 | 20 | 13 | 16.4 | 10.2 | 67 | 637 | 756 | 133 | 196.9825 | 38.9069 | 31.9825 | 4.9069 | 672.6718 | 121.631 | 32.3795 | 794.3028 | 3774.5268 | 600 | 600 | 3174.5268
9 | 20 | 14 | 16 | 8.8 | 62 | 585 | 734 | 126 | 215.0103 | 34.7248 | 50.0103 | 0.72484 | 563.4262 | 115.2294 | 32.5464 | 678.6556 | 3224.9713 | 600 | 600 | 2624.9713
9 | 20 | 15 | 15.8 | 9.3 | 65 | 480 | 646 | 130 | 230.9 | 28.2442 | 65.9 | 5.7558 | 383.3849 | 118.8874 | 32.6935 | 118.8874 | 564.9531 | 600 | 564.9531 | 0
9 | 20 | 16 | 16.1 | 8 | 59 | 337 | 480 | 135 | 244.8041 | 20.2102 | 79.8041 | 13.7898 | 182.0617 | 123.46 | 32.8223 | 123.46 | 586.6821 | 900 | 586.6821 | 0
9 | 20 | 17 | 15.9 | 8.5 | 61 | 174 | 276 | 98 | 257.3019 | 11.2635 | 0 | 22.7365 | 38.6126 | 89.6228 | 32.938 | 89.6228 | 425.8877 | 900 | 425.8877 | 0
9 | 20 | 18 | 14.9 | 8.6 | 66 | 37 | 12 | 36 | 269.0617 | 2.058 | 0 | 31.942 | 0 | 32.9227 | 33.0469 | 32.9227 | 156.4486 | 900 | 156.4486 | 0
9 | 20 | 19 | 14.9 | 9.1 | 68 | 1 | 0 | 1 | 280.7356 | -7.6584 | 0 | 0 | 0 | 0.91452 | 33.155 | 0.91452 | 4.3458 | 900 | 4.3458 | 0
9 | 20 | 20 | 14.5 | 10.3 | 76 | 0 | 0 | 0 | 292.9655 | -16.7704 | 0 | 0 | 0 | 0 | 33.2682 | 0 | 0 | 800 | 0 | 0
9 | 20 | 21 | 14.6 | 11.4 | 81 | 0 | 0 | 0 | 306.3965 | -25.0331 | 0 | 0 | 0 | 0 | 33.3926 | 0 | 0 | 700 | 0 | 0
9 | 20 | 22 | 14.8 | 12.2 | 84 | 0 | 0 | 0 | 321.6102 | -31.8809 | 0 | 0 | 0 | 0 | 33.5334 | 0 | 0 | 600 | 0 | 0
9 | 20 | 23 | 14.6 | 12 | 84 | 0 | 0 | 0 | 338.8665 | -36.6178 | 0 | 0 | 0 | 0 | 33.6932 | 0 | 0 | 500 | 0 | 0
9 | 20 | 24 | 14.3 | 11.7 | 84 | 0 | 0 | 0 | 357.6759 | -38.5697 | 0 | 0 | 0 | 0 | 33.8674 | 0 | 0 | 400 | 0 | 0
9 | 21 | 1 | 14.2 | 11.6 | 84 | 0 | 0 | 0 | 16.6878 | -37.3952 | 0 | 0 | 0 | 0 | 30.7101 | 0 | 0 | 350 | 0 | 0
9 | 21 | 2 | 13.3 | 11 | 86 | 0 | 0 | 0 | 34.4213 | -33.3066 | 0 | 0 | 0 | 0 | 30.8743 | 0 | 0 | 350 | 0 | 0
9 | 21 | 3 | 13.1 | 10.8 | 86 | 0 | 0 | 0 | 50.1516 | -26.9277 | 0 | 0 | 0 | 0 | 31.0199 | 0 | 0 | 350 | 0 | 0
9 | 21 | 4 | 12.6 | 10.7 | 88 | 0 | 0 | 0 | 63.9918 | -18.9717 | 0 | 0 | 0 | 0 | 31.1481 | 0 | 0 | 350 | 0 | 0
9 | 21 | 5 | 12.5 | 10.6 | 88 | 0 | 0 | 0 | 76.4768 | -10.0443 | 88.5232 | 0 | 0 | 0 | 31.2637 | 0 | 0 | 350 | 0 | 0
9 | 21 | 6 | 12.9 | 10.6 | 86 | 0 | 0 | 0 | 88.2481 | -0.21513 | 76.7519 | 0 | 0 | 0 | 31.3727 | 0 | 0 | 350 | 0 | 0
9 | 21 | 7 | 13.2 | 9.7 | 79 | 28 | 0 | 28 | 99.9482 | 8.8512 | 65.0518 | 25.1488 | 0 | 25.6065 | 31.481 | 25.6065 | 121.6822 | 350 | 121.6822 | 0
9 | 21 | 8 | 14.3 | 11.7 | 84 | 158 | 229 | 99 | 112.2228 | 17.8993 | 52.7772 | 16.1007 | 132.0624 | 90.5374 | 31.5947 | 90.5374 | 430.2335 | 350 | 350 | 80.2335
9 | 21 | 9 | 15.9 | 9.2 | 64 | 320 | 445 | 138 | 125.7338 | 26.1682 | 39.2662 | 7.8318 | 335.6067 | 126.2036 | 31.7198 | 126.2036 | 599.7195 | 350 | 350 | 249.7195
9 | 21 | 10 | 16.3 | 8.7 | 61 | 466 | 603 | 147 | 141.0915 | 33.0438 | 23.9085 | 0.95624 | 530.9907 | 134.4343 | 31.862 | 665.425 | 3162.0995 | 600 | 600 | 2562.0995
9 | 21 | 11 | 16.7 | 9 | 60 | 573 | 706 | 139 | 158.581 | 37.8025 | 6.419 | 3.8025 | 668.7342 | 127.1181 | 32.0239 | 795.8523 | 3781.8903 | 600 | 600 | 3181.8903
9 | 21 | 12 | 17 | 8.9 | 59 | 630 | 758 | 130 | 177.6952 | 39.7421 | 12.6952 | 5.7421 | 719.7208 | 118.8874 | 32.2009 | 838.6083 | 3985.0665 | 600 | 600 | 3385.0665
9 | 21 | 13 | 16.8 | 8 | 56 | 611 | 662 | 173 | 197.0017 | 38.5087 | 32.0017 | 4.5087 | 587.3696 | 158.2118 | 32.3796 | 745.5813 | 3543.0025 | 600 | 600 | 2943.0025
9 | 21 | 14 | 17 | 7.8 | 55 | 572 | 707 | 134 | 214.9392 | 34.3308 | 49.9392 | 0.33079 | 540.6807 | 122.5455 | 32.5457 | 663.2262 | 3151.6511 | 600 | 600 | 2551.6511
9 | 21 | 15 | 16.6 | 9.3 | 62 | 472 | 637 | 131 | 230.7711 | 27.8625 | 65.7711 | 6.1375 | 376.041 | 119.802 | 32.6923 | 119.802 | 569.2989 | 600 | 569.2989 | 0
9 | 21 | 16 | 16.4 | 10 | 66 | 329 | 471 | 134 | 244.6444 | 19.8417 | 79.6444 | 14.1583 | 177.0702 | 122.5455 | 32.8208 | 122.5455 | 582.3363 | 900 | 582.3363 | 0
9 | 21 | 17 | 15.8 | 10.5 | 71 | 168 | 267 | 97 | 257.1282 | 10.9055 | 0 | 23.0945 | 36.4333 | 88.7083 | 32.9364 | 88.7083 | 421.5419 | 900 | 421.5419 | 0
9 | 21 | 18 | 14.9 | 10.6 | 75 | 34 | 1 | 34 | 268.8839 | 1.7284 | 0 | 32.2716 | 0 | 31.0936 | 33.0452 | 31.0936 | 147.757 | 900 | 147.757 | 0
9 | 21 | 19 | 13.5 | 10.2 | 80 | 0 | 0 | 0 | 280.5613 | -8.0198 | 0 | 0 | 0 | 0 | 33.1533 | 0 | 0 | 900 | 0 | 0
9 | 21 | 20 | 12.7 | 10.2 | 85 | 0 | 0 | 0 | 292.8034 | -17.1383 | 0 | 0 | 0 | 0 | 33.2667 | 0 | 0 | 800 | 0 | 0
9 | 21 | 21 | 12.3 | 10 | 86 | 0 | 0 | 0 | 306.2613 | -25.4129 | 0 | 0 | 0 | 0 | 33.3913 | 0 | 0 | 700 | 0 | 0
9 | 21 | 22 | 12.3 | 10.2 | 87 | 0 | 0 | 0 | 321.5254 | -32.2734 | 0 | 0 | 0 | 0 | 33.5326 | 0 | 0 | 600 | 0 | 0
9 | 21 | 23 | 12.3 | 10.6 | 89 | 0 | 0 | 0 | 338.863 | -37.0167 | 0 | 0 | 0 | 0 | 33.6932 | 0 | 0 | 500 | 0 | 0
9 | 21 | 24 | 11.9 | 10.9 | 94 | 0 | 0 | 0 | 357.7766 | -38.9608 | 0 | 0 | 0 | 0 | 33.8683 | 0 | 0 | 400 | 0 | 0
9 | 22 | 1 | 10.8 | 10.2 | 96 | 0 | 0 | 0 | 16.8871 | -37.7616 | 0 | 0 | 0 | 0 | 30.7119 | 0 | 0 | 350 | 0 | 0
9 | 22 | 2 | 11.6 | 10.6 | 94 | 0 | 0 | 0 | 34.6875 | -33.638 | 0 | 0 | 0 | 0 | 30.8767 | 0 | 0 | 350 | 0 | 0
9 | 22 | 3 | 12.2 | 10.7 | 91 | 0 | 0 | 0 | 50.451 | -27.2246 | 0 | 0 | 0 | 0 | 31.0227 | 0 | 0 | 350 | 0 | 0
9 | 22 | 4 | 12.2 | 10.7 | 91 | 0 | 0 | 0 | 64.3031 | -19.2414 | 0 | 0 | 0 | 0 | 31.151 | 0 | 0 | 350 | 0 | 0
9 | 22 | 5 | 11.8 | 10.6 | 92 | 0 | 0 | 0 | 76.7909 | -10.2973 | 88.2091 | 0 | 0 | 0 | 31.2666 | 0 | 0 | 350 | 0 | 0
9 | 22 | 6 | 11.8 | 11.2 | 96 | 0 | 0 | 0 | 88.5626 | -0.5855 | 76.4374 | 0 | 0 | 0 | 31.3756 | 0 | 0 | 350 | 0 | 0
9 | 22 | 7 | 11.8 | 11.2 | 96 | 24 | 0 | 24 | 100.2632 | 8.6046 | 64.7368 | 25.3954 | 0 | 21.9485 | 31.4839 | 21.9485 | 104.299 | 350 | 104.299 | 0
9 | 22 | 8 | 14.4 | 13 | 91 | 149 | 249 | 85 | 112.5369 | 17.6362 | 52.4631 | 16.3638 | 143.3898 | 77.7341 | 31.5976 | 77.7341 | 369.3924 | 350 | 350 | 19.3924
9 | 22 | 9 | 15.6 | 12.7 | 83 | 313 | 431 | 140 | 126.04 | 25.8798 | 38.96 | 8.1202 | 324.5752 | 128.0326 | 31.7226 | 128.0326 | 608.4111 | 350 | 350 | 258.4111
9 | 22 | 10 | 16.6 | 12.7 | 78 | 454 | 620 | 129 | 141.3714 | 32.7218 | 23.6286 | 1.2782 | 545.0763 | 117.9729 | 31.8645 | 663.0492 | 3150.81 | 600 | 600 | 2550.81
9 | 22 | 11 | 17.3 | 12.7 | 74 | 560 | 693 | 136 | 158.8022 | 37.4444 | 6.1978 | 3.4444 | 655.1762 | 124.3746 | 32.0259 | 779.5507 | 3704.425 | 600 | 600 | 3104.425
9 | 22 | 12 | 17.2 | 12.9 | 76 | 615 | 728 | 138 | 177.8219 | 39.3556 | 12.8219 | 5.3556 | 689.6485 | 126.2036 | 32.2021 | 815.8521 | 3876.9292 | 600 | 600 | 3276.9292
9 | 22 | 13 | 17.9 | 12.9 | 73 | 617 | 729 | 138 | 197.0202 | 38.1103 | 32.0202 | 4.1103 | 644.9541 | 126.2036 | 32.3798 | 771.1577 | 3664.5412 | 600 | 600 | 3064.5412
9 | 22 | 14 | 17.8 | 13 | 73 | 568 | 721 | 126 | 214.8681 | 33.9365 | 49.8681 | 0.063464 | 549.302 | 115.2294 | 32.5451 | 664.5314 | 3157.8533 | 600 | 600 | 2557.8533
9 | 22 | 15 | 17 | 12.9 | 77 | 464 | 652 | 119 | 230.6426 | 27.4806 | 65.6426 | 6.5194 | 382.8297 | 108.8277 | 32.6911 | 108.8277 | 517.1494 | 600 | 517.1494 | 0
9 | 22 | 16 | 17 | 12.3 | 74 | 322 | 490 | 121 | 244.4849 | 19.4729 | 79.4849 | 14.5271 | 182.5649 | 110.6568 | 32.8193 | 110.6568 | 525.841 | 900 | 525.841 | 0
9 | 22 | 17 | 16.2 | 12.4 | 78 | 162 | 243 | 98 | 256.9545 | 10.5476 | 0 | 23.4524 | 32.321 | 89.6228 | 32.9348 | 89.6228 | 425.8877 | 900 | 425.8877 | 0
9 | 22 | 18 | 15.3 | 12.6 | 84 | 31 | 0 | 31 | 268.7057 | 1.4029 | 0 | 32.5971 | 0 | 28.3501 | 33.0436 | 28.3501 | 134.7196 | 900 | 134.7196 | 0
9 | 22 | 19 | 14.1 | 12.3 | 89 | 0 | 0 | 0 | 280.3861 | -8.3809 | 0 | 0 | 0 | 0 | 33.1517 | 0 | 0 | 900 | 0 | 0
9 | 22 | 20 | 13.8 | 12.3 | 91 | 0 | 0 | 0 | 292.6402 | -17.506 | 0 | 0 | 0 | 0 | 33.2652 | 0 | 0 | 800 | 0 | 0
9 | 22 | 21 | 13.5 | 12.2 | 92 | 0 | 0 | 0 | 306.1246 | -25.7926 | 0 | 0 | 0 | 0 | 33.39 | 0 | 0 | 700 | 0 | 0
9 | 22 | 22 | 13.8 | 12.7 | 93 | 0 | 0 | 0 | 321.4393 | -32.6659 | 0 | 0 | 0 | 0 | 33.5318 | 0 | 0 | 600 | 0 | 0
9 | 22 | 23 | 14.9 | 14 | 94 | 0 | 0 | 0 | 338.859 | -37.4158 | 0 | 0 | 0 | 0 | 33.6931 | 0 | 0 | 500 | 0 | 0
9 | 22 | 24 | 14.2 | 13.5 | 96 | 0 | 0 | 0 | 357.8779 | -39.3522 | 0 | 0 | 0 | 0 | 33.8692 | 0 | 0 | 400 | 0 | 0
9 | 23 | 1 | 13.9 | 13 | 94 | 0 | 0 | 0 | 17.0879 | -38.128 | 0 | 0 | 0 | 0 | 30.7138 | 0 | 0 | 350 | 0 | 0
9 | 23 | 2 | 13.6 | 12.9 | 96 | 0 | 0 | 0 | 34.9554 | -33.9693 | 0 | 0 | 0 | 0 | 30.8792 | 0 | 0 | 350 | 0 | 0
9 | 23 | 3 | 13.5 | 12.6 | 94 | 0 | 0 | 0 | 50.7517 | -27.5213 | 0 | 0 | 0 | 0 | 31.0255 | 0 | 0 | 350 | 0 | 0
9 | 23 | 4 | 14 | 12.9 | 93 | 0 | 0 | 0 | 64.6152 | -19.511 | 0 | 0 | 0 | 0 | 31.1538 | 0 | 0 | 350 | 0 | 0
9 | 23 | 5 | 14.1 | 13.4 | 96 | 0 | 0 | 0 | 77.1053 | -10.5504 | 87.8947 | 0 | 0 | 0 | 31.2695 | 0 | 0 | 350 | 0 | 0
9 | 23 | 6 | 14.6 | 14.1 | 97 | 0 | 0 | 0 | 88.877 | -0.90459 | 76.123 | 0 | 0 | 0 | 31.3785 | 0 | 0 | 350 | 0 | 0
9 | 23 | 7 | 15 | 14.1 | 94 | 15 | 0 | 15 | 100.5776 | 8.3574 | 64.4224 | 25.6426 | 0 | 13.7178 | 31.4868 | 13.7178 | 65.1869 | 350 | 65.1869 | 0
9 | 23 | 8 | 14.4 | 13.9 | 97 | 45 | 0 | 45 | 112.8499 | 17.3722 | 52.1501 | 16.6278 | 0 | 41.1533 | 31.6005 | 41.1533 | 195.5607 | 350 | 195.5607 | 0
9 | 23 | 9 | 14.2 | 13.3 | 94 | 246 | 166 | 180 | 126.3444 | 25.5903 | 38.6556 | 8.4097 | 124.8213 | 164.6134 | 31.7254 | 164.6134 | 782.2428 | 350 | 350 | 432.2428
9 | 23 | 10 | 15.4 | 12.5 | 83 | 362 | 286 | 213 | 141.6489 | 32.3988 | 23.3511 | 1.6012 | 251.0172 | 194.7925 | 31.8671 | 445.8097 | 2118.4877 | 600 | 600 | 1518.4877
9 | 23 | 11 | 16.4 | 12.4 | 77 | 508 | 471 | 223 | 159.0208 | 37.0855 | 5.9792 | 3.0855 | 444.4246 | 203.9377 | 32.028 | 648.3623 | 3081.0175 | 600 | 600 | 2481.0175
9 | 23 | 12 | 16.5 | 11.8 | 74 | 560 | 519 | 222 | 177.9466 | 38.9687 | 12.9466 | 4.9687 | 490.5032 | 203.0232 | 32.2032 | 693.5263 | 3295.6371 | 600 | 600 | 2695.6371
9 | 23 | 13 | 16.9 | 11.8 | 72 | 186 | 1 | 185 | 197.0379 | 37.7118 | 32.0379 | 3.7118 | 0.88211 | 169.186 | 32.38 | 170.0681 | 808.1636 | 600 | 600 | 208.1636
9 | 23 | 14 | 16.5 | 10.9 | 69 | 169 | 0 | 169 | 214.7971 | 33.5422 | 49.7971 | 0.45781 | 0 | 154.5537 | 32.5444 | 154.5537 | 734.4391 | 600 | 600 | 134.4391
9 | 23 | 15 | 16.8 | 10.5 | 66 | 138 | 0 | 138 | 230.5144 | 27.0986 | 65.5144 | 6.9014 | 0 | 126.2036 | 32.6899 | 126.2036 | 599.7195 | 600 | 599.7195 | 0
9 | 23 | 16 | 16.2 | 10.2 | 68 | 95 | 0 | 95 | 244.3257 | 19.1042 | 79.3257 | 14.8958 | 0 | 86.8793 | 32.8178 | 86.8793 | 412.8504 | 900 | 412.8504 | 0
9 | 23 | 17 | 15.6 | 9.9 | 69 | 157 | 183 | 110 | 256.7806 | 10.1899 | 0 | 23.8101 | 23.7103 | 100.5971 | 32.9332 | 100.5971 | 478.0373 | 900 | 478.0373 | 0
9 | 23 | 18 | 14.5 | 10.5 | 77 | 28 | 0 | 28 | 268.5271 | 1.0823 | 0 | 32.9177 | 0 | 25.6065 | 33.0419 | 25.6065 | 121.6822 | 900 | 121.6822 | 0
9 | 23 | 19 | 12.7 | 9.8 | 82 | 0 | 0 | 0 | 280.2101 | -8.7417 | 0 | 0 | 0 | 0 | 33.1501 | 0 | 0 | 900 | 0 | 0
9 | 23 | 20 | 12.2 | 9.7 | 85 | 0 | 0 | 0 | 292.4758 | -17.8735 | 0 | 0 | 0 | 0 | 33.2637 | 0 | 0 | 800 | 0 | 0
9 | 23 | 21 | 11 | 9.6 | 91 | 0 | 0 | 0 | 305.9866 | -26.1721 | 0 | 0 | 0 | 0 | 33.3888 | 0 | 0 | 700 | 0 | 0
9 | 23 | 22 | 10.2 | 8.6 | 90 | 0 | 0 | 0 | 321.3519 | -33.0583 | 0 | 0 | 0 | 0 | 33.531 | 0 | 0 | 600 | 0 | 0
9 | 23 | 23 | 11.1 | 9.3 | 89 | 0 | 0 | 0 | 338.8542 | -37.815 | 0 | 0 | 0 | 0 | 33.6931 | 0 | 0 | 500 | 0 | 0
9 | 23 | 24 | 12.7 | 9.8 | 82 | 0 | 0 | 0 | 357.9797 | -39.7436 | 0 | 0 | 0 | 0 | 33.8702 | 0 | 0 | 400 | 0 | 0
9 | 24 | 1 | 12.6 | 9.7 | 82 | 0 | 0 | 0 | 17.2902 | -38.4943 | 0 | 0 | 0 | 0 | 30.7156 | 0 | 0 | 350 | 0 | 0
9 | 24 | 2 | 13 | 9.5 | 79 | 0 | 0 | 0 | 35.225 | -34.3004 | 0 | 0 | 0 | 0 | 30.8817 | 0 | 0 | 350 | 0 | 0
9 | 24 | 3 | 13 | 9.5 | 79 | 0 | 0 | 0 | 51.0536 | -27.8178 | 0 | 0 | 0 | 0 | 31.0283 | 0 | 0 | 350 | 0 | 0
9 | 24 | 4 | 13.8 | 10.2 | 79 | 0 | 0 | 0 | 64.9281 | -19.7805 | 0 | 0 | 0 | 0 | 31.1567 | 0 | 0 | 350 | 0 | 0
9 | 24 | 5 | 13.6 | 11.7 | 88 | 0 | 0 | 0 | 77.4199 | -10.8036 | 87.5801 | 0 | 0 | 0 | 31.2724 | 0 | 0 | 350 | 0 | 0
9 | 24 | 6 | 13.8 | 11.6 | 87 | 0 | 0 | 0 | 89.1911 | -1.199 | 75.8089 | 0 | 0 | 0 | 31.3814 | 0 | 0 | 350 | 0 | 0
9 | 24 | 7 | 13.5 | 12.4 | 93 | 7 | 0 | 7 | 100.8913 | 8.1096 | 64.1087 | 25.8904 | 0 | 6.4016 | 31.4897 | 6.4016 | 30.4206 | 350 | 30.4206 | 0
9 | 24 | 8 | 13.8 | 12.9 | 94 | 44 | 0 | 44 | 113.1616 | 17.1073 | 51.8384 | 16.8927 | 0 | 40.2388 | 31.6033 | 40.2388 | 191.2149 | 350 | 191.2149 | 0
9 | 24 | 9 | 14.6 | 13.2 | 91 | 91 | 0 | 91 | 126.647 | 25.2999 | 38.353 | 8.7001 | 0 | 83.2212 | 31.7282 | 83.2212 | 395.4672 | 350 | 350 | 45.4672
9 | 24 | 10 | 14.1 | 13.4 | 96 | 272 | 83 | 229 | 141.924 | 32.0749 | 23.076 | 1.9251 | 72.7215 | 209.4248 | 31.8697 | 282.1463 | 1340.7593 | 600 | 600 | 740.7593
9 | 24 | 11 | 15.5 | 13.2 | 86 | 336 | 93 | 280 | 159.2368 | 36.726 | 5.7632 | 2.726 | 87.5767 | 256.0653 | 32.03 | 343.642 | 1632.9868 | 600 | 600 | 1032.9868
9 | 24 | 12 | 16.2 | 12.4 | 78 | 370 | 97 | 307 | 178.0693 | 38.5815 | 13.0693 | 4.5815 | 91.4536 | 280.7573 | 32.2043 | 372.2109 | 1768.7461 | 600 | 600 | 1168.7461
9 | 24 | 13 | 16.6 | 11.1 | 70 | 527 | 378 | 283 | 197.0547 | 37.3132 | 32.0547 | 3.3132 | 332.443 | 258.8088 | 32.3801 | 591.2519 | 2809.6288 | 600 | 600 | 2209.6288
9 | 24 | 14 | 16.1 | 9.3 | 64 | 540 | 598 | 180 | 214.726 | 33.1479 | 49.726 | 0.85211 | 452.0749 | 164.6134 | 32.5438 | 616.6883 | 2930.5028 | 600 | 600 | 2330.5028
9 | 24 | 15 | 16 | 8.4 | 61 | 413 | 429 | 191 | 230.3864 | 26.7167 | 65.3864 | 7.2833 | 249.144 | 174.6731 | 32.6888 | 174.6731 | 830.0465 | 600 | 600 | 230.0465
9 | 24 | 16 | 15.1 | 6.5 | 56 | 311 | 479 | 121 | 244.1666 | 18.7355 | 79.1666 | 15.2645 | 175.2281 | 110.6568 | 32.8164 | 110.6568 | 525.841 | 900 | 525.841 | 0
9 | 24 | 17 | 14.5 | 4.9 | 52 | 152 | 247 | 91 | 256.6066 | 9.8325 | 0 | 24.1675 | 31.1531 | 83.2212 | 32.9315 | 83.2212 | 395.4672 | 900 | 395.4672 | 0
9 | 24 | 18 | 13.5 | 5.4 | 58 | 25 | 0 | 25 | 268.348 | 0.76754 | 0 | 33.2325 | 0 | 22.863 | 33.0403 | 22.863 | 108.6448 | 900 | 108.6448 | 0
9 | 24 | 19 | 13.3 | 5.7 | 60 | 0 | 0 | 0 | 280.0332 | -9.102 | 0 | 0 | 0 | 0 | 33.1485 | 0 | 0 | 900 | 0 | 0
9 | 24 | 20 | 13.1 | 5.4 | 60 | 0 | 0 | 0 | 292.3101 | -18.2406 | 0 | 0 | 0 | 0 | 33.2621 | 0 | 0 | 800 | 0 | 0
9 | 24 | 21 | 12.9 | 5.4 | 60 | 0 | 0 | 0 | 305.847 | -26.5513 | 0 | 0 | 0 | 0 | 33.3875 | 0 | 0 | 700 | 0 | 0
9 | 24 | 22 | 12.9 | 5.2 | 59 | 0 | 0 | 0 | 321.263 | -33.4505 | 0 | 0 | 0 | 0 | 33.5302 | 0 | 0 | 600 | 0 | 0
9 | 24 | 23 | 12.5 | 5.4 | 62 | 0 | 0 | 0 | 338.8486 | -38.2142 | 0 | 0 | 0 | 0 | 33.693 | 0 | 0 | 500 | 0 | 0
9 | 24 | 24 | 12.4 | 4.8 | 60 | 0 | 0 | 0 | 358.0819 | -40.135 | 0 | 0 | 0 | 0 | 33.8711 | 0 | 0 | 400 | 0 | 0
9 | 25 | 1 | 12.2 | 4.8 | 61 | 0 | 0 | 0 | 17.4938 | -38.8604 | 0 | 0 | 0 | 0 | 30.7175 | 0 | 0 | 350 | 0 | 0
9 | 25 | 2 | 12.3 | 5.2 | 62 | 0 | 0 | 0 | 35.496 | -34.6311 | 0 | 0 | 0 | 0 | 30.8842 | 0 | 0 | 350 | 0 | 0
9 | 25 | 3 | 12.1 | 5.5 | 64 | 0 | 0 | 0 | 51.3567 | -28.1139 | 0 | 0 | 0 | 0 | 31.0311 | 0 | 0 | 350 | 0 | 0
9 | 25 | 4 | 12 | 5.6 | 65 | 0 | 0 | 0 | 65.2415 | -20.0499 | 0 | 0 | 0 | 0 | 31.1596 | 0 | 0 | 350 | 0 | 0
9 | 25 | 5 | 11.8 | 6.1 | 68 | 0 | 0 | 0 | 77.7346 | -11.0569 | 87.2654 | 0 | 0 | 0 | 31.2753 | 0 | 0 | 350 | 0 | 0
9 | 25 | 6 | 11.4 | 5.1 | 65 | 0 | 0 | 0 | 89.5049 | -1.4797 | 75.4951 | 0 | 0 | 0 | 31.3843 | 0 | 0 | 350 | 0 | 0
9 | 25 | 7 | 11.8 | 6.1 | 68 | 22 | 0 | 22 | 101.2041 | 7.8614 | 63.7959 | 26.1386 | 0 | 20.1194 | 31.4926 | 20.1194 | 95.6075 | 350 | 95.6075 | 0
9 | 25 | 8 | 12.7 | 6.2 | 65 | 139 | 183 | 95 | 113.472 | 16.8416 | 51.528 | 17.1584 | 104.8891 | 86.8793 | 31.6062 | 86.8793 | 412.8504 | 350 | 350 | 62.8504
9 | 25 | 9 | 13.9 | 7.4 | 65 | 292 | 389 | 140 | 126.9475 | 25.0085 | 38.0525 | 8.9915 | 291.5665 | 128.0326 | 31.731 | 128.0326 | 608.4111 | 350 | 350 | 258.4111
9 | 25 | 10 | 15.1 | 7.2 | 59 | 406 | 388 | 208 | 142.1965 | 31.7501 | 22.8035 | 2.2499 | 339.3435 | 190.2199 | 31.8722 | 190.2199 | 903.925 | 600 | 600 | 303.925
9 | 25 | 11 | 15.5 | 8.4 | 63 | 335 | 122 | 262 | 159.45 | 36.3659 | 5.55 | 2.3659 | 114.6491 | 239.6039 | 32.0319 | 354.253 | 1683.4105 | 600 | 600 | 1083.4105
9 | 25 | 12 | 15.3 | 7 | 58 | 370 | 120 | 293 | 178.1899 | 38.1941 | 13.1899 | 4.1941 | 112.8605 | 267.954 | 32.2055 | 380.8145 | 1809.6305 | 600 | 600 | 1209.6305
9 | 25 | 13 | 14.9 | 7.7 | 62 | 370 | 120 | 293 | 197.0705 | 36.9147 | 32.0705 | 2.9147 | 105.2165 | 267.954 | 32.3803 | 373.1705 | 1773.3063 | 600 | 600 | 1173.3063
9 | 25 | 14 | 14.9 | 8.6 | 66 | 336 | 114 | 267 | 214.6549 | 32.7537 | 49.6549 | 1.2463 | 85.8409 | 244.1765 | 32.5431 | 330.0174 | 1568.2427 | 600 | 600 | 968.2427
9 | 25 | 15 | 14.9 | 7.9 | 63 | 272 | 55 | 244 | 230.2587 | 26.335 | 65.2587 | 7.665 | 31.7637 | 223.1426 | 32.6876 | 223.1426 | 1060.3736 | 600 | 600 | 460.3736
9 | 25 | 16 | 14.9 | 8.6 | 66 | 217 | 116 | 172 | 244.0076 | 18.3671 | 79.0076 | 15.6329 | 42.0417 | 157.2972 | 32.8149 | 157.2972 | 747.4764 | 900 | 747.4764 | 0
9 | 25 | 17 | 14.2 | 8.9 | 70 | 116 | 92 | 94 | 256.4324 | 9.4756 | 0 | 24.5244 | 11.2879 | 85.9648 | 32.9299 | 85.9648 | 408.5046 | 900 | 408.5046 | 0
9 | 25 | 18 | 14.1 | 10.1 | 77 | 20 | 0 | 20 | 268.1684 | 0.45957 | 0 | 33.5404 | 0 | 18.2904 | 33.0386 | 18.2904 | 86.9159 | 900 | 86.9159 | 0
9 | 25 | 19 | 13.8 | 10.4 | 80 | 0 | 0 | 0 | 279.8554 | -9.4618 | 0 | 0 | 0 | 0 | 33.1468 | 0 | 0 | 900 | 0 | 0
9 | 25 | 20 | 13.8 | 10.8 | 82 | 0 | 0 | 0 | 292.1432 | -18.6072 | 0 | 0 | 0 | 0 | 33.2606 | 0 | 0 | 800 | 0 | 0
9 | 25 | 21 | 14.3 | 11.1 | 81 | 0 | 0 | 0 | 305.7058 | -26.93 | 0 | 0 | 0 | 0 | 33.3862 | 0 | 0 | 700 | 0 | 0
9 | 25 | 22 | 14.6 | 11.6 | 82 | 0 | 0 | 0 | 321.1725 | -33.8424 | 0 | 0 | 0 | 0 | 33.5294 | 0 | 0 | 600 | 0 | 0
9 | 25 | 23 | 14.1 | 12.5 | 90 | 0 | 0 | 0 | 338.8421 | -38.6132 | 0 | 0 | 0 | 0 | 33.693 | 0 | 0 | 500 | 0 | 0
9 | 25 | 24 | 14.1 | 13 | 93 | 0 | 0 | 0 | 358.1844 | -40.5263 | 0 | 0 | 0 | 0 | 33.8721 | 0 | 0 | 400 | 0 | 0
9 | 26 | 1 | 14.3 | 12.7 | 90 | 0 | 0 | 0 | 17.6987 | -39.2263 | 0 | 0 | 0 | 0 | 30.7194 | 0 | 0 | 350 | 0 | 0
9 | 26 | 2 | 14.4 | 13 | 91 | 0 | 0 | 0 | 35.7685 | -34.9615 | 0 | 0 | 0 | 0 | 30.8867 | 0 | 0 | 350 | 0 | 0
9 | 26 | 3 | 14.6 | 13 | 90 | 0 | 0 | 0 | 51.6608 | -28.4097 | 0 | 0 | 0 | 0 | 31.0339 | 0 | 0 | 350 | 0 | 0
9 | 26 | 4 | 14.4 | 12.8 | 90 | 0 | 0 | 0 | 65.5554 | -20.3191 | 0 | 0 | 0 | 0 | 31.1625 | 0 | 0 | 350 | 0 | 0
9 | 26 | 5 | 14.6 | 13 | 90 | 0 | 0 | 0 | 78.0492 | -11.3102 | 86.9508 | 0 | 0 | 0 | 31.2782 | 0 | 0 | 350 | 0 | 0
9 | 26 | 6 | 14.8 | 13.2 | 90 | 0 | 0 | 0 | 89.8182 | -1.7521 | 75.1818 | 0 | 0 | 0 | 31.3872 | 0 | 0 | 350 | 0 | 0
9 | 26 | 7 | 14.9 | 13.5 | 91 | 13 | 0 | 13 | 101.5161 | 7.6126 | 63.4839 | 26.3874 | 0 | 11.8887 | 31.4955 | 11.8887 | 56.4953 | 350 | 56.4953 | 0
9 | 26 | 8 | 15.6 | 14 | 90 | 84 | 17 | 80 | 113.7808 | 16.575 | 51.2192 | 17.425 | 9.7273 | 73.1615 | 31.6091 | 73.1615 | 347.6635 | 350 | 347.6635 | 0
9 | 26 | 9 | 15.7 | 13.6 | 87 | 179 | 30 | 167 | 127.2459 | 24.7161 | 37.7541 | 9.2839 | 22.4478 | 152.7246 | 31.7338 | 152.7246 | 725.7475 | 350 | 350 | 375.7475
9 | 26 | 10 | 16.1 | 13.8 | 86 | 265 | 51 | 240 | 142.4663 | 31.4245 | 22.5337 | 2.5755 | 44.5222 | 219.4845 | 31.8747 | 219.4845 | 1042.9904 | 600 | 600 | 442.9904
9 | 26 | 11 | 16.6 | 12.3 | 76 | 163 | 0 | 163 | 159.6604 | 36.0053 | 5.3396 | 2.0053 | 0 | 149.0666 | 32.0339 | 149.0666 | 708.3643 | 600 | 600 | 108.3643
9 | 26 | 12 | 17.2 | 13.5 | 79 | 363 | 95 | 302 | 178.3083 | 37.8067 | 13.3083 | 3.8067 | 89.1237 | 276.1847 | 32.2066 | 365.3083 | 1735.9452 | 600 | 600 | 1135.9452
9 | 26 | 13 | 17.7 | 13.1 | 74 | 363 | 97 | 301 | 197.0853 | 36.5163 | 32.0853 | 2.5163 | 84.7869 | 275.2702 | 32.3804 | 360.0571 | 1710.9912 | 600 | 600 | 1110.9912
9 | 26 | 14 | 17.6 | 12.6 | 72 | 330 | 93 | 275 | 214.5837 | 32.3599 | 49.5837 | 1.6401 | 69.7475 | 251.4927 | 32.5424 | 251.4927 | 1195.0931 | 600 | 600 | 595.0931
9 | 26 | 15 | 16.1 | 13.8 | 86 | 132 | 0 | 132 | 230.1311 | 25.9535 | 65.1311 | 8.0465 | 0 | 120.7165 | 32.6864 | 120.7165 | 573.6447 | 600 | 573.6447 | 0
9 | 26 | 16 | 15.4 | 14.7 | 96 | 89 | 0 | 89 | 243.8486 | 17.9991 | 78.8486 | 16.0009 | 0 | 81.3922 | 32.8134 | 81.3922 | 386.7756 | 900 | 386.7756 | 0
9 | 26 | 17 | 15.2 | 14 | 93 | 42 | 0 | 42 | 256.2581 | 9.1193 | 0 | 24.8807 | 0 | 38.4098 | 32.9283 | 38.4098 | 182.5233 | 900 | 182.5233 | 0
9 | 26 | 18 | 15.1 | 14.8 | 98 | 6 | 0 | 6 | 267.9882 | 0.15941 | 0 | 33.8406 | 0 | 5.4871 | 33.0369 | 5.4871 | 26.0748 | 900 | 26.0748 | 0
9 | 26 | 19 | 15.3 | 15.1 | 99 | 0 | 0 | 0 | 279.6768 | -9.8208 | 0 | 0 | 0 | 0 | 33.1452 | 0 | 0 | 900 | 0 | 0
9 | 26 | 20 | 15.3 | 15.3 | 100 | 0 | 0 | 0 | 291.9749 | -18.9731 | 0 | 0 | 0 | 0 | 33.259 | 0 | 0 | 800 | 0 | 0
9 | 26 | 21 | 15.4 | 15.4 | 100 | 0 | 0 | 0 | 305.563 | -27.3082 | 0 | 0 | 0 | 0 | 33.3848 | 0 | 0 | 700 | 0 | 0
9 | 26 | 22 | 15.6 | 15.4 | 99 | 0 | 0 | 0 | 321.0804 | -34.2339 | 0 | 0 | 0 | 0 | 33.5285 | 0 | 0 | 600 | 0 | 0
9 | 26 | 23 | 15.7 | 15.5 | 99 | 0 | 0 | 0 | 338.8347 | -39.012 | 0 | 0 | 0 | 0 | 33.6929 | 0 | 0 | 500 | 0 | 0
9 | 26 | 24 | 15.9 | 15.4 | 97 | 0 | 0 | 0 | 358.2871 | -40.9174 | 0 | 0 | 0 | 0 | 33.873 | 0 | 0 | 400 | 0 | 0
9 | 27 | 1 | 16.2 | 15.7 | 97 | 0 | 0 | 0 | 17.9047 | -39.5919 | 0 | 0 | 0 | 0 | 30.7213 | 0 | 0 | 350 | 0 | 0
9 | 27 | 2 | 16.5 | 15.8 | 96 | 0 | 0 | 0 | 36.0422 | -35.2915 | 0 | 0 | 0 | 0 | 30.8893 | 0 | 0 | 350 | 0 | 0
9 | 27 | 3 | 16.4 | 16.2 | 99 | 0 | 0 | 0 | 51.9657 | -28.7051 | 0 | 0 | 0 | 0 | 31.0367 | 0 | 0 | 350 | 0 | 0
9 | 27 | 4 | 16.5 | 16.5 | 100 | 0 | 0 | 0 | 65.8696 | -20.5881 | 0 | 0 | 0 | 0 | 31.1655 | 0 | 0 | 350 | 0 | 0
9 | 27 | 5 | 16.4 | 16.4 | 100 | 0 | 0 | 0 | 78.3638 | -11.5636 | 86.6362 | 0 | 0 | 0 | 31.2811 | 0 | 0 | 350 | 0 | 0
9 | 27 | 6 | 15.6 | 15.6 | 100 | 0 | 0 | 0 | 90.1309 | -2.0191 | 74.8691 | 0 | 0 | 0 | 31.3901 | 0 | 0 | 350 | 0 | 0
9 | 27 | 7 | 14.5 | 14.3 | 99 | 12 | 0 | 12 | 101.8269 | 7.3635 | 63.1731 | 26.6365 | 0 | 10.9742 | 31.4984 | 10.9742 | 52.1495 | 350 | 52.1495 | 0
9 | 27 | 8 | 14.6 | 14.1 | 97 | 41 | 0 | 41 | 114.0881 | 16.3077 | 50.9119 | 17.6923 | 0 | 37.4953 | 31.6119 | 37.4953 | 178.1775 | 350 | 178.1775 | 0
9 | 27 | 9 | 14.9 | 14 | 94 | 176 | 42 | 160 | 127.5421 | 24.4229 | 37.4579 | 9.5771 | 31.3718 | 146.323 | 31.7365 | 146.323 | 695.3269 | 350 | 350 | 345.3269
9 | 27 | 10 | 15 | 13 | 88 | 263 | 51 | 237 | 142.7332 | 31.0982 | 22.2668 | 2.9018 | 44.4375 | 216.741 | 31.8772 | 216.741 | 1029.953 | 600 | 600 | 429.953
9 | 27 | 11 | 15.5 | 12.6 | 83 | 326 | 92 | 272 | 159.8679 | 35.6444 | 5.1321 | 1.6444 | 86.0871 | 248.7491 | 32.0358 | 334.8363 | 1591.1419 | 600 | 600 | 991.1419
9 | 27 | 12 | 16 | 12.6 | 80 | 510 | 372 | 276 | 178.4244 | 37.4192 | 13.4244 | 3.4192 | 348.0955 | 252.4072 | 32.2076 | 600.5027 | 2853.5889 | 600 | 600 | 2253.5889
9 | 27 | 13 | 15.5 | 11.2 | 76 | 573 | 607 | 191 | 197.099 | 36.1183 | 32.099 | 2.1183 | 528.9055 | 174.6731 | 32.3805 | 703.5786 | 3343.4055 | 600 | 600 | 2743.4055
9 | 27 | 14 | 16.2 | 8.8 | 61 | 540 | 694 | 134 | 214.5121 | 31.9664 | 49.5121 | 2.0336 | 518.3693 | 122.5455 | 32.5418 | 122.5455 | 582.3363 | 600 | 582.3363 | 0
9 | 27 | 15 | 16 | 9.9 | 67 | 409 | 471 | 173 | 230.0037 | 25.5725 | 65.0037 | 8.4275 | 268.942 | 158.2118 | 32.6852 | 158.2118 | 751.8222 | 600 | 600 | 151.8222
9 | 27 | 16 | 14.8 | 7.1 | 60 | 177 | 96 | 141 | 243.6897 | 17.6315 | 78.6897 | 16.3685 | 34.1404 | 128.9471 | 32.8119 | 128.9471 | 612.7569 | 900 | 612.7569 | 0
9 | 27 | 17 | 14.2 | 5.7 | 57 | 82 | 3 | 81 | 256.0835 | 8.7639 | 0 | 25.2361 | 0.34759 | 74.076 | 32.9267 | 74.076 | 352.0093 | 900 | 352.0093 | 0
9 | 27 | 18 | 13.3 | 4.4 | 55 | 12 | 0 | 12 | 267.8075 | -0.28837 | 0 | 0 | 0 | 10.9742 | 33.0353 | 10.9742 | 52.1495 | 900 | 52.1495 | 0
9 | 27 | 19 | 12.9 | 3.3 | 52 | 0 | 0 | 0 | 279.4971 | -10.1789 | 0 | 0 | 0 | 0 | 33.1435 | 0 | 0 | 900 | 0 | 0
9 | 27 | 20 | 12.5 | 5.2 | 61 | 0 | 0 | 0 | 291.8053 | -19.3381 | 0 | 0 | 0 | 0 | 33.2575 | 0 | 0 | 800 | 0 | 0
9 | 27 | 21 | 12.2 | 4.2 | 58 | 0 | 0 | 0 | 305.4185 | -27.6855 | 0 | 0 | 0 | 0 | 33.3835 | 0 | 0 | 700 | 0 | 0
9 | 27 | 22 | 12 | 3.2 | 55 | 0 | 0 | 0 | 320.9866 | -34.6248 | 0 | 0 | 0 | 0 | 33.5277 | 0 | 0 | 600 | 0 | 0
9 | 27 | 23 | 11.6 | 4.6 | 62 | 0 | 0 | 0 | 338.8261 | -39.4104 | 0 | 0 | 0 | 0 | 33.6928 | 0 | 0 | 500 | 0 | 0
9 | 27 | 24 | 11.6 | 4.3 | 61 | 0 | 0 | 0 | 358.3898 | -41.3082 | 0 | 0 | 0 | 0 | 33.874 | 0 | 0 | 400 | 0 | 0
9 | 28 | 1 | 11.4 | 3.5 | 58 | 0 | 0 | 0 | 18.1117 | -39.9572 | 0 | 0 | 0 | 0 | 30.7233 | 0 | 0 | 350 | 0 | 0
9 | 28 | 2 | 11.2 | 4.6 | 64 | 0 | 0 | 0 | 36.3171 | -35.621 | 0 | 0 | 0 | 0 | 30.8918 | 0 | 0 | 350 | 0 | 0
9 | 28 | 3 | 11.6 | 5.3 | 65 | 0 | 0 | 0 | 52.2714 | -29.0001 | 0 | 0 | 0 | 0 | 31.0395 | 0 | 0 | 350 | 0 | 0
9 | 28 | 4 | 11.9 | 4.7 | 61 | 0 | 0 | 0 | 66.184 | -20.8568 | 0 | 0 | 0 | 0 | 31.1684 | 0 | 0 | 350 | 0 | 0
9 | 28 | 5 | 11.1 | 5.7 | 69 | 0 | 0 | 0 | 78.678 | -11.817 | 86.322 | 0 | 0 | 0 | 31.2841 | 0 | 0 | 350 | 0 | 0
9 | 28 | 6 | 11.3 | 6.9 | 74 | 0 | 0 | 0 | 90.4429 | -2.2824 | 74.5571 | 0 | 0 | 0 | 31.393 | 0 | 0 | 350 | 0 | 0
9 | 28 | 7 | 11.7 | 4.7 | 62 | 18 | 0 | 18 | 102.1366 | 7.114 | 62.8634 | 26.886 | 0 | 16.4613 | 31.5013 | 16.4613 | 78.2243 | 350 | 78.2243 | 0
9 | 28 | 8 | 13 | 5.6 | 61 | 121 | 133 | 90 | 114.3937 | 16.0396 | 50.6063 | 17.9604 | 75.8284 | 82.3067 | 31.6148 | 82.3067 | 391.1214 | 350 | 350 | 41.1214
9 | 28 | 9 | 12.3 | 6.7 | 69 | 262 | 310 | 146 | 127.8359 | 24.1289 | 37.1641 | 9.8711 | 231.1339 | 133.5197 | 31.7392 | 133.5197 | 634.4858 | 350 | 350 | 284.4858
9 | 28 | 10 | 14.1 | 6.8 | 61 | 428 | 558 | 151 | 142.9973 | 30.7711 | 22.0027 | 3.2289 | 485.2469 | 138.0923 | 31.8796 | 138.0923 | 656.2148 | 600 | 600 | 56.2148
9 | 28 | 11 | 13.7 | 5.2 | 56 | 489 | 494 | 202 | 160.0723 | 35.2831 | 4.9277 | 1.2831 | 461.2243 | 184.7328 | 32.0377 | 645.9571 | 3069.5881 | 600 | 600 | 2469.5881
9 | 28 | 12 | 15 | 5.9 | 54 | 539 | 565 | 185 | 178.5382 | 37.0319 | 13.5382 | 3.0319 | 527.3121 | 169.186 | 32.2087 | 696.4981 | 3309.7588 | 600 | 600 | 2709.7588
9 | 28 | 13 | 14.3 | 6 | 57 | 572 | 624 | 182 | 197.1115 | 35.7207 | 32.1115 | 1.7207 | 541.9816 | 166.4424 | 32.3807 | 708.424 | 3366.4308 | 600 | 600 | 2766.4308
9 | 28 | 14 | 14.9 | 5.2 | 52 | 532 | 707 | 122 | 214.4404 | 31.5735 | 49.4404 | 2.4265 | 525.9096 | 111.5713 | 32.5411 | 111.5713 | 530.1868 | 600 | 530.1868 | 0
9 | 28 | 15 | 12.2 | 8.8 | 80 | 413 | 516 | 158 | 229.8762 | 25.1921 | 64.8762 | 8.8079 | 292.9439 | 144.494 | 32.684 | 144.494 | 686.6353 | 600 | 600 | 86.6353
9 | 28 | 16 | 13.6 | 6.6 | 63 | 260 | 308 | 145 | 243.5309 | 17.2647 | 78.5309 | 16.7353 | 108.4859 | 132.6052 | 32.8105 | 132.6052 | 630.14 | 900 | 630.14 | 0
9 | 28 | 17 | 12.9 | 6.7 | 66 | 104 | 79 | 86 | 255.9087 | 8.4094 | 0 | 25.5906 | 8.8851 | 78.6486 | 32.9251 | 78.6486 | 373.7382 | 900 | 373.7382 | 0
9 | 28 | 18 | 12.3 | 6.7 | 69 | 11 | 0 | 11 | 267.6262 | -0.78831 | 0 | 0 | 0 | 10.0597 | 33.0336 | 10.0597 | 47.8037 | 900 | 47.8037 | 0
9 | 28 | 19 | 11.7 | 8.3 | 80 | 0 | 0 | 0 | 279.3165 | -10.5361 | 0 | 0 | 0 | 0 | 33.1418 | 0 | 0 | 900 | 0 | 0
9 | 28 | 20 | 12 | 8.8 | 81 | 0 | 0 | 0 | 291.6343 | -19.7023 | 0 | 0 | 0 | 0 | 33.2559 | 0 | 0 | 800 | 0 | 0
9 | 28 | 21 | 12.3 | 7.1 | 71 | 0 | 0 | 0 | 305.2722 | -28.062 | 0 | 0 | 0 | 0 | 33.3822 | 0 | 0 | 700 | 0 | 0
9 | 28 | 22 | 11.9 | 6.7 | 70 | 0 | 0 | 0 | 320.891 | -35.015 | 0 | 0 | 0 | 0 | 33.5268 | 0 | 0 | 600 | 0 | 0
9 | 28 | 23 | 11.3 | 6.2 | 71 | 0 | 0 | 0 | 338.8162 | -39.8082 | 0 | 0 | 0 | 0 | 33.6927 | 0 | 0 | 500 | 0 | 0
9 | 28 | 24 | 10.7 | 6 | 73 | 0 | 0 | 0 | 358.4926 | -41.6986 | 0 | 0 | 0 | 0 | 33.8749 | 0 | 0 | 400 | 0 | 0
9 | 29 | 1 | 10.1 | 6.5 | 78 | 0 | 0 | 0 | 18.3197 | -40.3219 | 0 | 0 | 0 | 0 | 30.7252 | 0 | 0 | 350 | 0 | 0
9 | 29 | 2 | 9.7 | 6.3 | 79 | 0 | 0 | 0 | 36.593 | -35.9499 | 0 | 0 | 0 | 0 | 30.8944 | 0 | 0 | 350 | 0 | 0
9 | 29 | 3 | 9.4 | 6.2 | 80 | 0 | 0 | 0 | 52.5777 | -29.2947 | 0 | 0 | 0 | 0 | 31.0424 | 0 | 0 | 350 | 0 | 0
9 | 29 | 4 | 8.6 | 6.2 | 85 | 0 | 0 | 0 | 66.4986 | -21.1253 | 0 | 0 | 0 | 0 | 31.1713 | 0 | 0 | 350 | 0 | 0
9 | 29 | 5 | 8.5 | 6.1 | 85 | 0 | 0 | 0 | 78.9919 | -12.0703 | 86.0081 | 0 | 0 | 0 | 31.287 | 0 | 0 | 350 | 0 | 0
9 | 29 | 6 | 8.8 | 6.7 | 87 | 0 | 0 | 0 | 90.7541 | -2.5432 | 74.2459 | 0 | 0 | 0 | 31.3959 | 0 | 0 | 350 | 0 | 0
9 | 29 | 7 | 9.3 | 6.3 | 81 | 16 | 0 | 16 | 102.4449 | 6.8641 | 62.5551 | 27.1359 | 0 | 14.6323 | 31.5041 | 14.6323 | 69.5327 | 350 | 69.5327 | 0
9 | 29 | 8 | 11.7 | 8.3 | 80 | 78 | 5 | 77 | 114.6974 | 15.7708 | 50.3026 | 18.2292 | 2.8453 | 70.4179 | 31.6176 | 70.4179 | 334.6261 | 350 | 334.6261 | 0
9 | 29 | 9 | 12.8 | 7 | 68 | 172 | 13 | 168 | 128.1273 | 23.8341 | 36.8727 | 10.1659 | 9.6745 | 153.6392 | 31.7419 | 153.6392 | 730.0933 | 350 | 350 | 380.0933
9 | 29 | 10 | 13.5 | 6.2 | 61 | 259 | 66 | 227 | 143.2584 | 30.4435 | 21.7416 | 3.5565 | 57.2792 | 207.5958 | 31.882 | 207.5958 | 986.4951 | 600 | 600 | 386.4951
9 | 29 | 11 | 13.5 | 6.4 | 62 | 323 | 114 | 257 | 160.2737 | 34.9216 | 4.7263 | 0.92156 | 106.1944 | 235.0313 | 32.0396 | 341.2257 | 1621.5047 | 600 | 600 | 1021.5047
9 | 29 | 12 | 14.9 | 7.5 | 61 | 355 | 119 | 281 | 178.6496 | 36.6447 | 13.6496 | 2.6447 | 110.7664 | 256.9798 | 32.2097 | 367.7462 | 1747.5298 | 600 | 600 | 1147.5298
9 | 29 | 13 | 14 | 7.8 | 66 | 354 | 119 | 281 | 197.1227 | 35.3236 | 32.1227 | 1.3236 | 103.0235 | 256.9798 | 32.3808 | 360.0033 | 1710.7355 | 600 | 600 | 1110.7355
9 | 29 | 14 | 14.4 | 7.8 | 65 | 320 | 113 | 255 | 214.3682 | 31.1812 | 49.3682 | 2.8188 | 83.7068 | 233.2023 | 32.5404 | 233.2023 | 1108.1773 | 600 | 600 | 508.1773
9 | 29 | 15 | 14.4 | 6.1 | 57 | 257 | 54 | 230 | 229.7488 | 24.8123 | 64.7488 | 9.1877 | 30.4791 | 210.3393 | 32.6829 | 210.3393 | 999.5325 | 600 | 600 | 399.5325
9 | 29 | 16 | 13.3 | 6.4 | 63 | 169 | 23 | 161 | 243.3719 | 16.8986 | 78.3719 | 17.1014 | 8.023 | 147.2375 | 32.809 | 147.2375 | 699.6727 | 900 | 699.6727 | 0
9 | 29 | 17 | 13.5 | 7.4 | 67 | 75 | 1 | 75 | 255.7336 | 8.056 | 0 | 25.944 | 0.10909 | 68.5889 | 32.9235 | 68.5889 | 325.9345 | 900 | 325.9345 | 0
9 | 29 | 18 | 12.8 | 7.7 | 71 | 10 | 0 | 10 | 267.4443 | -1.2158 | 0 | 0 | 0 | 9.1452 | 33.0319 | 9.1452 | 43.4579 | 900 | 43.4579 | 0
9 | 29 | 19 | 11.3 | 7.4 | 77 | 0 | 0 | 0 | 279.1349 | -10.8922 | 0 | 0 | 0 | 0 | 33.1401 | 0 | 0 | 900 | 0 | 0
9 | 29 | 20 | 12.1 | 6.9 | 70 | 0 | 0 | 0 | 291.4619 | -20.0654 | 0 | 0 | 0 | 0 | 33.2543 | 0 | 0 | 800 | 0 | 0
9 | 29 | 21 | 12.9 | 7.6 | 70 | 0 | 0 | 0 | 305.1242 | -28.4375 | 0 | 0 | 0 | 0 | 33.3808 | 0 | 0 | 700 | 0 | 0
9 | 29 | 22 | 13.1 | 8.1 | 72 | 0 | 0 | 0 | 320.7934 | -35.4043 | 0 | 0 | 0 | 0 | 33.5259 | 0 | 0 | 600 | 0 | 0
9 | 29 | 23 | 12.6 | 7 | 69 | 0 | 0 | 0 | 338.8051 | -40.2055 | 0 | 0 | 0 | 0 | 33.6926 | 0 | 0 | 500 | 0 | 0
9 | 29 | 24 | 12.4 | 7.3 | 71 | 0 | 0 | 0 | 358.5951 | -42.0886 | 0 | 0 | 0 | 0 | 33.8759 | 0 | 0 | 400 | 0 | 0
9 | 30 | 1 | 12.6 | 8.6 | 77 | 0 | 0 | 0 | 18.5284 | -40.6862 | 0 | 0 | 0 | 0 | 30.7271 | 0 | 0 | 350 | 0 | 0
9 | 30 | 2 | 12.3 | 9.1 | 81 | 0 | 0 | 0 | 36.8698 | -36.2783 | 0 | 0 | 0 | 0 | 30.8969 | 0 | 0 | 350 | 0 | 0
9 | 30 | 3 | 12.4 | 9.5 | 82 | 0 | 0 | 0 | 52.8844 | -29.5887 | 0 | 0 | 0 | 0 | 31.0452 | 0 | 0 | 350 | 0 | 0
9 | 30 | 4 | 11.8 | 10.8 | 94 | 0 | 0 | 0 | 66.8131 | -21.3935 | 0 | 0 | 0 | 0 | 31.1742 | 0 | 0 | 350 | 0 | 0
9 | 30 | 5 | 11.4 | 11.2 | 99 | 0 | 0 | 0 | 79.3053 | -12.3237 | 85.6947 | 0 | 0 | 0 | 31.2899 | 0 | 0 | 350 | 0 | 0
9 | 30 | 6 | 11.5 | 11.3 | 99 | 0 | 0 | 0 | 91.0643 | -2.8021 | 73.9357 | 0 | 0 | 0 | 31.3987 | 0 | 0 | 350 | 0 | 0
9 | 30 | 7 | 11.5 | 11.1 | 97 | 5 | 0 | 5 | 102.7519 | 6.6139 | 62.2481 | 27.3861 | 0 | 4.5726 | 31.507 | 4.5726 | 21.729 | 350 | 21.729 | 0
9 | 30 | 8 | 11.8 | 11.4 | 97 | 37 | 0 | 37 | 114.9991 | 15.5014 | 50.0009 | 18.4986 | 0 | 33.8372 | 31.6204 | 33.8372 | 160.7944 | 350 | 160.7944 | 0
9 | 30 | 9 | 12 | 11.4 | 96 | 83 | 0 | 83 | 128.4161 | 23.5386 | 36.5839 | 10.4614 | 0 | 75.9051 | 31.7446 | 75.9051 | 360.7008 | 350 | 350 | 10.7008
9 | 30 | 10 | 12.1 | 11.9 | 99 | 126 | 0 | 126 | 143.5164 | 30.1154 | 21.4836 | 3.8846 | 0 | 115.2294 | 31.8844 | 115.2294 | 547.57 | 600 | 547.57 | 0
9 | 30 | 11 | 12.6 | 12.2 | 97 | 157 | 0 | 157 | 160.4719 | 34.5599 | 4.5281 | 0.5599 | 0 | 143.5794 | 32.0414 | 143.5794 | 682.2895 | 600 | 600 | 82.2895
9 | 30 | 12 | 13 | 12.4 | 96 | 173 | 1 | 172 | 178.7585 | 36.2579 | 13.7585 | 2.2579 | 0.92828 | 157.2972 | 32.2107 | 158.2255 | 751.8877 | 600 | 600 | 151.8877
9 | 30 | 13 | 13.4 | 12.9 | 97 | 172 | 1 | 172 | 197.1326 | 34.9271 | 32.1326 | 0.92713 | 0.86289 | 157.2972 | 32.3809 | 158.1601 | 751.5769 | 600 | 600 | 151.5769
9 | 30 | 14 | 14.1 | 13.4 | 96 | 155 | 0 | 155 | 214.2956 | 30.7896 | 49.2956 | 3.2104 | 0 | 141.7504 | 32.5398 | 141.7504 | 673.598 | 600 | 600 | 73.598
9 | 30 | 15 | 14.5 | 14 | 97 | 124 | 0 | 124 | 229.6214 | 24.4334 | 64.6214 | 9.5666 | 0 | 113.4003 | 32.6817 | 113.4003 | 538.8784 | 600 | 538.8784 | 0
9 | 30 | 16 | 15 | 14.5 | 97 | 81 | 0 | 81 | 243.2129 | 16.5334 | 78.2129 | 17.4666 | 0 | 74.076 | 32.8075 | 74.076 | 352.0093 | 900 | 352.0093 | 0
9 | 30 | 17 | 15.3 | 15 | 98 | 35 | 0 | 35 | 255.5582 | 7.7038 | 0 | 26.2962 | 0 | 32.0082 | 32.9218 | 32.0082 | 152.1028 | 900 | 152.1028 | 0
9 | 30 | 18 | 15.5 | 15.3 | 99 | 5 | 0 | 5 | 267.2617 | -1.6129 | 0 | 0 | 0 | 4.5726 | 33.0302 | 4.5726 | 21.729 | 900 | 21.729 | 0
9 | 30 | 19 | 16 | 15.8 | 99 | 0 | 0 | 0 | 278.9523 | -11.2471 | 0 | 0 | 0 | 0 | 33.1384 | 0 | 0 | 900 | 0 | 0
9 | 30 | 20 | 16 | 15.8 | 99 | 0 | 0 | 0 | 291.2879 | -20.4272 | 0 | 0 | 0 | 0 | 33.2527 | 0 | 0 | 800 | 0 | 0
9 | 30 | 21 | 15.9 | 15.8 | 99 | 0 | 0 | 0 | 304.9742 | -28.8118 | 0 | 0 | 0 | 0 | 33.3794 | 0 | 0 | 700 | 0 | 0
9 | 30 | 22 | 15.8 | 15.7 | 99 | 0 | 0 | 0 | 320.6939 | -35.7927 | 0 | 0 | 0 | 0 | 33.5249 | 0 | 0 | 600 | 0 | 0
9 | 30 | 23 | 15.6 | 15.2 | 97 | 0 | 0 | 0 | 338.7925 | -40.6021 | 0 | 0 | 0 | 0 | 33.6925 | 0 | 0 | 500 | 0 | 0
9 | 30 | 24 | 15.4 | 14.5 | 95 | 0 | 0 | 0 | 358.6974 | -42.4779 | 0 | 0 | 0 | 0 | 33.8768 | 0 | 0 | 400 | 0 | 0
10 | 1 | 1 | 15.1 | 13.8 | 92 | 0 | 0 | 0 | 18.7378 | -41.0498 | 0 | 0 | 0 | 0 | 30.7291 | 0 | 0 | 350 | 0 | 0
10 | 1 | 2 | 14.7 | 13.3 | 91 | 0 | 0 | 0 | 37.1474 | -36.606 | 0 | 0 | 0 | 0 | 30.8995 | 0 | 0 | 350 | 0 | 0
10 | 1 | 3 | 14.5 | 12.9 | 90 | 0 | 0 | 0 | 53.1916 | -29.8821 | 0 | 0 | 0 | 0 | 31.0481 | 0 | 0 | 350 | 0 | 0
10 | 1 | 4 | 14.3 | 12.9 | 91 | 0 | 0 | 0 | 67.1274 | -21.6614 | 0 | 0 | 0 | 0 | 31.1771 | 0 | 0 | 350 | 0 | 0
10 | 1 | 5 | 14.2 | 13 | 93 | 0 | 0 | 0 | 79.618 | -12.577 | 85.382 | 0 | 0 | 0 | 31.2928 | 0 | 0 | 350 | 0 | 0
10 | 1 | 6 | 14 | 13.1 | 94 | 0 | 0 | 0 | 91.3734 | -3.0597 | 73.6266 | 0 | 0 | 0 | 31.4016 | 0 | 0 | 350 | 0 | 0
10 | 1 | 7 | 13.9 | 13 | 94 | 10 | 0 | 10 | 103.0573 | 6.3635 | 61.9427 | 27.6365 | 0 | 9.1452 | 31.5098 | 9.1452 | 43.4579 | 350 | 43.4579 | 0
10 | 1 | 8 | 14.4 | 13 | 91 | 74 | 1 | 74 | 115.2988 | 15.2313 | 49.7012 | 18.7687 | 0.56677 | 67.6744 | 31.6231 | 67.6744 | 321.5887 | 350 | 321.5887 | 0
10 | 1 | 9 | 14.3 | 12.7 | 90 | 166 | 29 | 156 | 128.7022 | 23.2424 | 36.2978 | 10.7576 | 21.4966 | 142.6649 | 31.7472 | 142.6649 | 677.9438 | 350 | 350 | 327.9438
10 | 1 | 10 | 15.1 | 12.6 | 85 | 330 | 241 | 214 | 143.7712 | 29.7868 | 21.2288 | 4.2132 | 208.278 | 195.707 | 31.8868 | 195.707 | 929.9998 | 600 | 600 | 329.9998
10 | 1 | 11 | 15.9 | 13.2 | 84 | 487 | 515 | 195 | 160.6668 | 34.1982 | 4.3332 | 0.19819 | 477.4833 | 178.3312 | 32.0432 | 655.8144 | 3116.4302 | 600 | 600 | 2516.4302
10 | 1 | 12 | 17 | 13.3 | 79 | 565 | 694 | 141 | 178.8649 | 35.8715 | 13.8649 | 1.8715 | 642.4502 | 128.9471 | 32.2117 | 771.3974 | 3665.6803 | 600 | 600 | 3065.6803
10 | 1 | 13 | 17.6 | 13 | 74 | 549 | 654 | 151 | 197.1411 | 34.5314 | 32.1411 | 0.53141 | 562.4504 | 138.0923 | 32.3809 | 700.5428 | 3328.9792 | 600 | 600 | 2728.9792
10 | 1 | 14 | 17.7 | 11.5 | 67 | 496 | 610 | 153 | 214.2226 | 30.399 | 49.2226 | 3.601 | 448.0572 | 139.9214 | 32.5391 | 139.9214 | 664.9064 | 600 | 600 | 64.9064
10 | 1 | 15 | 17.2 | 12 | 71 | 394 | 531 | 141 | 229.4938 | 24.0555 | 64.4938 | 9.9445 | 296.1992 | 128.9471 | 32.6805 | 128.9471 | 612.7569 | 600 | 600 | 12.7569
10 | 1 | 16 | 16.6 | 12 | 74 | 257 | 394 | 116 | 243.0538 | 16.1692 | 78.0538 | 17.8308 | 134.7625 | 106.0842 | 32.8061 | 106.0842 | 504.112 | 900 | 504.112 | 0
10 | 1 | 17 | 16.1 | 11.9 | 76 | 110 | 155 | 78 | 255.3825 | 7.3531 | 0 | 26.6469 | 15.8723 | 71.3325 | 32.9202 | 71.3325 | 338.9719 | 900 | 338.9719 | 0
10 | 1 | 18 | 14.8 | 12.2 | 84 | 14 | 0 | 14 | 267.0785 | -1.9941 | 0 | 0 | 0 | 12.8033 | 33.0285 | 12.8033 | 60.8411 | 900 | 60.8411 | 0
10 | 1 | 19 | 14.2 | 12.6 | 90 | 0 | 0 | 0 | 278.7685 | -11.6006 | 0 | 0 | 0 | 0 | 33.1367 | 0 | 0 | 900 | 0 | 0
10 | 1 | 20 | 14.3 | 12.1 | 87 | 0 | 0 | 0 | 291.1125 | -20.7878 | 0 | 0 | 0 | 0 | 33.251 | 0 | 0 | 800 | 0 | 0
10 | 1 | 21 | 13.8 | 12.3 | 91 | 0 | 0 | 0 | 304.8223 | -29.1849 | 0 | 0 | 0 | 0 | 33.378 | 0 | 0 | 700 | 0 | 0
10 | 1 | 22 | 13.8 | 12.5 | 92 | 0 | 0 | 0 | 320.5923 | -36.18 | 0 | 0 | 0 | 0 | 33.524 | 0 | 0 | 600 | 0 | 0
10 | 1 | 23 | 13.6 | 12.9 | 96 | 0 | 0 | 0 | 338.7784 | -40.9978 | 0 | 0 | 0 | 0 | 33.6924 | 0 | 0 | 500 | 0 | 0
10 | 1 | 24 | 13.6 | 12.9 | 96 | 0 | 0 | 0 | 358.7994 | -42.8666 | 0 | 0 | 0 | 0 | 33.8778 | 0 | 0 | 400 | 0 | 0
10 | 2 | 1 | 13.9 | 13.2 | 96 | 0 | 0 | 0 | 18.9478 | -41.4127 | 0 | 0 | 0 | 0 | 30.731 | 0 | 0 | 350 | 0 | 0
10 | 2 | 2 | 13.8 | 12.9 | 94 | 0 | 0 | 0 | 37.4257 | -36.933 | 0 | 0 | 0 | 0 | 30.9021 | 0 | 0 | 350 | 0 | 0
10 | 2 | 3 | 14 | 12.5 | 91 | 0 | 0 | 0 | 53.499 | -30.175 | 0 | 0 | 0 | 0 | 31.0509 | 0 | 0 | 350 | 0 | 0
10 | 2 | 4 | 13.7 | 12.4 | 92 | 0 | 0 | 0 | 67.4415 | -21.929 | 0 | 0 | 0 | 0 | 31.18 | 0 | 0 | 350 | 0 | 0
10 | 2 | 5 | 13.8 | 12.5 | 92 | 0 | 0 | 0 | 79.93 | -12.8303 | 85.07 | 0 | 0 | 0 | 31.2956 | 0 | 0 | 350 | 0 | 0
10 | 2 | 6 | 13.9 | 12.1 | 89 | 0 | 0 | 0 | 91.6813 | -3.3162 | 73.3187 | 0 | 0 | 0 | 31.4045 | 0 | 0 | 350 | 0 | 0
10 | 2 | 7 | 14.6 | 13 | 90 | 9 | 0 | 9 | 103.361 | 6.1129 | 61.639 | 27.8871 | 0 | 8.2307 | 31.5126 | 8.2307 | 39.1121 | 350 | 39.1121 | 0
10 | 2 | 8 | 15.4 | 13.3 | 87 | 117 | 202 | 74 | 115.5962 | 14.9606 | 49.4038 | 19.0394 | 114.2444 | 67.6744 | 31.6259 | 67.6744 | 321.5887 | 350 | 321.5887 | 0
10 | 2 | 9 | 16 | 13.5 | 85 | 244 | 323 | 128 | 128.9855 | 22.9457 | 36.0145 | 11.0543 | 238.9332 | 117.0584 | 31.7499 | 117.0584 | 556.2615 | 350 | 350 | 206.2615
10 | 2 | 10 | 16.1 | 12.7 | 80 | 405 | 527 | 153 | 144.0227 | 29.4578 | 20.9773 | 4.5422 | 454.4504 | 139.9214 | 31.8891 | 139.9214 | 664.9064 | 600 | 600 | 64.9064
10 | 2 | 11 | 17.2 | 13.3 | 78 | 506 | 684 | 122 | 160.8584 | 33.8365 | 4.1416 | 0.16348 | 632.6304 | 111.5713 | 32.045 | 744.2017 | 3536.4465 | 600 | 600 | 2936.4465
10 | 2 | 12 | 16.8 | 12.9 | 78 | 559 | 715 | 127 | 178.9686 | 35.4857 | 13.9686 | 1.4857 | 660.0305 | 116.1439 | 32.2127 | 776.1744 | 3688.3807 | 600 | 600 | 3088.3807
10 | 2 | 13 | 17.1 | 12.8 | 76 | 543 | 653 | 150 | 197.1482 | 34.1366 | 32.1482 | 0.13656 | 559.6917 | 137.1778 | 32.381 | 696.8695 | 3311.5237 | 600 | 600 | 2711.5237
10 | 2 | 14 | 16.7 | 12.8 | 78 | 501 | 675 | 125 | 214.149 | 30.0094 | 49.149 | 3.9906 | 493.6734 | 114.3148 | 32.5384 | 114.3148 | 543.2242 | 600 | 543.2242 | 0
10 | 2 | 15 | 16.7 | 12.6 | 77 | 364 | 385 | 183 | 229.3661 | 23.6786 | 64.3661 | 10.3214 | 213.4817 | 167.3569 | 32.6793 | 167.3569 | 795.2802 | 600 | 600 | 195.2802
10 | 2 | 16 | 16.1 | 12.7 | 80 | 207 | 176 | 145 | 242.8946 | 15.8063 | 77.8946 | 18.1937 | 59.6029 | 132.6052 | 32.8046 | 132.6052 | 630.14 | 900 | 630.14 | 0
10 | 2 | 17 | 15.4 | 12.1 | 81 | 108 | 171 | 74 | 255.2064 | 7.0041 | 0 | 26.9959 | 16.9449 | 67.6744 | 32.9186 | 67.6744 | 321.5887 | 900 | 321.5887 | 0
10 | 2 | 18 | 14.5 | 11.9 | 84 | 13 | 0 | 13 | 266.8946 | -2.3654 | 0 | 0 | 0 | 11.8887 | 33.0268 | 11.8887 | 56.4953 | 900 | 56.4953 | 0
10 | 2 | 19 | 13.7 | 11.3 | 85 | 0 | 0 | 0 | 278.5837 | -11.9526 | 0 | 0 | 0 | 0 | 33.135 | 0 | 0 | 900 | 0 | 0
10 | 2 | 20 | 13.4 | 11.1 | 86 | 0 | 0 | 0 | 290.9355 | -21.1468 | 0 | 0 | 0 | 0 | 33.2494 | 0 | 0 | 800 | 0 | 0
10 | 2 | 21 | 13 | 12.1 | 94 | 0 | 0 | 0 | 304.6684 | -29.5565 | 0 | 0 | 0 | 0 | 33.3766 | 0 | 0 | 700 | 0 | 0
10 | 2 | 22 | 12.7 | 12 | 96 | 0 | 0 | 0 | 320.4885 | -36.566 | 0 | 0 | 0 | 0 | 33.523 | 0 | 0 | 600 | 0 | 0
10 | 2 | 23 | 12.1 | 11 | 93 | 0 | 0 | 0 | 338.7625 | -41.3926 | 0 | 0 | 0 | 0 | 33.6922 | 0 | 0 | 500 | 0 | 0
10 | 2 | 24 | 11.7 | 9.9 | 89 | 0 | 0 | 0 | 358.9008 | -43.2545 | 0 | 0 | 0 | 0 | 33.8787 | 0 | 0 | 400 | 0 | 0
10 | 3 | 1 | 11.8 | 9.2 | 84 | 0 | 0 | 0 | 19.1582 | -41.7748 | 0 | 0 | 0 | 0 | 30.7329 | 0 | 0 | 350 | 0 | 0
10 | 3 | 2 | 11.7 | 9.1 | 84 | 0 | 0 | 0 | 37.7045 | -37.2593 | 0 | 0 | 0 | 0 | 30.9047 | 0 | 0 | 350 | 0 | 0
10 | 3 | 3 | 11.4 | 9.2 | 86 | 0 | 0 | 0 | 53.8064 | -30.4673 | 0 | 0 | 0 | 0 | 31.0538 | 0 | 0 | 350 | 0 | 0
10 | 3 | 4 | 10.8 | 7.9 | 82 | 0 | 0 | 0 | 67.7551 | -22.1962 | 0 | 0 | 0 | 0 | 31.1829 | 0 | 0 | 350 | 0 | 0
10 | 3 | 5 | 10.2 | 7.3 | 82 | 0 | 0 | 0 | 80.241 | -13.0834 | 84.759 | 0 | 0 | 0 | 31.2985 | 0 | 0 | 350 | 0 | 0
10 | 3 | 6 | 10.8 | 7 | 77 | 0 | 0 | 0 | 91.9879 | -3.5718 | 73.0121 | 0 | 0 | 0 | 31.4073 | 0 | 0 | 350 | 0 | 0
10 | 3 | 7 | 10.8 | 7 | 77 | 9 | 0 | 9 | 103.6629 | 5.8621 | 61.3371 | 28.1379 | 0 | 8.2307 | 31.5154 | 8.2307 | 39.1121 | 350 | 39.1121 | 0
10 | 3 | 8 | 11.3 | 6.9 | 74 | 70 | 0 | 70 | 115.8913 | 14.6894 | 49.1087 | 19.3106 | 0 | 64.0163 | 31.6286 | 64.0163 | 304.2055 | 350 | 304.2055 | 0
10 | 3 | 9 | 11.9 | 7.1 | 72 | 213 | 194 | 144 | 129.266 | 22.6484 | 35.734 | 11.3516 | 143.2021 | 131.6907 | 31.7525 | 131.6907 | 625.7942 | 350 | 350 | 275.7942
10 | 3 | 10 | 12.6 | 5.8 | 63 | 325 | 268 | 199 | 144.2708 | 29.1285 | 20.7292 | 4.8715 | 230.5874 | 181.9892 | 31.8914 | 181.9892 | 864.8129 | 600 | 600 | 264.8129
10 | 3 | 11 | 13.5 | 5.7 | 59 | 408 | 315 | 232 | 161.0467 | 33.475 | 3.9533 | 0.52502 | 290.6198 | 212.1684 | 32.0467 | 502.7881 | 2389.2492 | 600 | 600 | 1789.2492
10 | 3 | 12 | 11.9 | 5.7 | 66 | 342 | 109 | 277 | 179.0697 | 35.1004 | 14.0697 | 1.1004 | 100.3326 | 253.3217 | 32.2136 | 353.6543 | 1680.5651 | 600 | 600 | 1080.5651
10 | 3 | 13 | 12.6 | 4.8 | 59 | 341 | 121 | 269 | 197.1537 | 33.7427 | 32.1537 | 0.25732 | 103.355 | 246.0056 | 32.3811 | 349.3605 | 1660.1612 | 600 | 600 | 1060.1612
10 | 3 | 14 | 13 | 5.3 | 59 | 306 | 62 | 272 | 214.0748 | 29.6209 | 49.0748 | 4.3791 | 45.1484 | 248.7491 | 32.5377 | 248.7491 | 1182.0558 | 600 | 600 | 582.0558
10 | 3 | 15 | 12.5 | 5.7 | 63 | 242 | 64 | 212 | 229.2382 | 23.303 | 64.2382 | 10.697 | 35.2754 | 193.878 | 32.6781 | 193.878 | 921.3082 | 600 | 600 | 321.3082
10 | 3 | 16 | 12 | 5.3 | 64 | 155 | 21 | 148 | 242.7351 | 15.4447 | 77.7351 | 18.5553 | 7.0409 | 135.3488 | 32.8031 | 135.3488 | 643.1774 | 900 | 643.1774 | 0
10 | 3 | 17 | 11.4 | 4.8 | 64 | 64 | 0 | 64 | 255.0299 | 6.6568 | 0 | 27.3432 | 0 | 58.5292 | 32.9169 | 58.5292 | 278.1308 | 900 | 278.1308 | 0
10 | 3 | 18 | 9.9 | 4 | 67 | 8 | 0 | 8 | 266.71 | -2.7298 | 0 | 0 | 0 | 7.3162 | 33.0251 | 7.3162 | 34.7663 | 900 | 34.7663 | 0
10 | 3 | 19 | 9 | 3.5 | 68 | 0 | 0 | 0 | 278.3978 | -12.303 | 0 | 0 | 0 | 0 | 33.1333 | 0 | 0 | 900 | 0 | 0
10 | 3 | 20 | 9 | 4.2 | 72 | 0 | 0 | 0 | 290.7569 | -21.5042 | 0 | 0 | 0 | 0 | 33.2477 | 0 | 0 | 800 | 0 | 0
10 | 3 | 21 | 8.2 | 3.6 | 73 | 0 | 0 | 0 | 304.5125 | -29.9265 | 0 | 0 | 0 | 0 | 33.3751 | 0 | 0 | 700 | 0 | 0
10 | 3 | 22 | 8.1 | 3.2 | 71 | 0 | 0 | 0 | 320.3824 | -36.9507 | 0 | 0 | 0 | 0 | 33.5221 | 0 | 0 | 600 | 0 | 0
10 | 3 | 23 | 7.8 | 3.1 | 72 | 0 | 0 | 0 | 338.7449 | -41.7862 | 0 | 0 | 0 | 0 | 33.6921 | 0 | 0 | 500 | 0 | 0
10 | 3 | 24 | 8 | 3.6 | 74 | 0 | 0 | 0 | 359.0015 | -43.6415 | 0 | 0 | 0 | 0 | 33.8796 | 0 | 0 | 400 | 0 | 0
10 | 4 | 1 | 8 | 3.6 | 74 | 0 | 0 | 0 | 19.3689 | -42.1361 | 0 | 0 | 0 | 0 | 30.7349 | 0 | 0 | 350 | 0 | 0
10 | 4 | 2 | 9.3 | 3 | 65 | 0 | 0 | 0 | 37.9837 | -37.5847 | 0 | 0 | 0 | 0 | 30.9073 | 0 | 0 | 350 | 0 | 0
10 | 4 | 3 | 9.3 | 5.1 | 75 | 0 | 0 | 0 | 54.1139 | -30.7589 | 0 | 0 | 0 | 0 | 31.0566 | 0 | 0 | 350 | 0 | 0
10 | 4 | 4 | 9.6 | 5.7 | 77 | 0 | 0 | 0 | 68.0682 | -22.4629 | 0 | 0 | 0 | 0 | 31.1858 | 0 | 0 | 350 | 0 | 0
10 | 4 | 5 | 9.7 | 5.5 | 75 | 0 | 0 | 0 | 80.5511 | -13.3365 | 84.4489 | 0 | 0 | 0 | 31.3014 | 0 | 0 | 350 | 0 | 0
10 | 4 | 6 | 9.9 | 6.7 | 80 | 0 | 0 | 0 | 92.2931 | -3.8269 | 72.7069 | 0 | 0 | 0 | 31.4101 | 0 | 0 | 350 | 0 | 0
10 | 4 | 7 | 9.7 | 8.7 | 93 | 4 | 0 | 4 | 103.963 | 5.6113 | 61.037 | 28.3887 | 0 | 3.6581 | 31.5182 | 3.6581 | 17.3832 | 350 | 17.3832 | 0
10 | 4 | 8 | 10 | 9.2 | 95 | 68 | 0 | 68 | 116.1841 | 14.4177 | 48.8159 | 19.5823 | 0 | 62.1873 | 31.6313 | 62.1873 | 295.5139 | 350 | 295.5139 | 0
10 | 4 | 9 | 10.6 | 9.8 | 95 | 158 | 11 | 154 | 129.5434 | 22.3506 | 35.4566 | 11.6494 | 8.1019 | 140.8359 | 31.755 | 140.8359 | 669.2522 | 350 | 350 | 319.2522
10 | 4 | 10 | 11.2 | 9.6 | 90 | 243 | 63 | 213 | 144.5155 | 28.799 | 20.4845 | 5.201 | 54.0806 | 194.7925 | 31.8937 | 194.7925 | 925.654 | 600 | 600 | 325.654
10 | 4 | 11 | 11.8 | 9 | 83 | 305 | 61 | 271 | 161.2314 | 33.1137 | 3.7686 | 0.88634 | 56.1362 | 247.8346 | 32.0484 | 303.9708 | 1444.4691 | 600 | 600 | 844.4691
10 | 4 | 12 | 11.8 | 9 | 83 | 337 | 117 | 267 | 179.1681 | 34.7159 | 14.1681 | 0.7159 | 107.3838 | 244.1765 | 32.2145 | 351.5603 | 1670.6147 | 600 | 600 | 1070.6147
10 | 4 | 13 | 11.1 | 9.9 | 92 | 335 | 116 | 266 | 197.1577 | 33.3499 | 32.1577 | 0.65012 | 98.7407 | 243.262 | 32.3811 | 342.0027 | 1625.1968 | 600 | 600 | 1025.1968
10 | 4 | 14 | 11.9 | 8.7 | 81 | 149 | 0 | 149 | 213.9999 | 29.2337 | 48.9999 | 4.7663 | 0 | 136.2633 | 32.537 | 136.2633 | 647.5232 | 600 | 600 | 47.5232
10 | 4 | 15 | 12 | 8.2 | 78 | 117 | 0 | 117 | 229.11 | 22.9287 | 64.11 | 11.0713 | 0 | 106.9987 | 32.6769 | 106.9987 | 508.4578 | 600 | 508.4578 | 0
10 | 4 | 16 | 11.8 | 7.9 | 77 | 75 | 0 | 75 | 242.5755 | 15.0845 | 77.5755 | 18.9155 | 0 | 68.5889 | 32.8016 | 68.5889 | 325.9345 | 900 | 325.9345 | 0
10 | 4 | 17 | 11 | 8.8 | 86 | 30 | 0 | 30 | 254.8531 | 6.3114 | 89.8531 | 27.6886 | 0 | 27.4356 | 32.9153 | 27.4356 | 130.3738 | 900 | 130.3738 | 0
10 | 4 | 18 | 10.3 | 7.8 | 84 | 3 | 0 | 3 | 266.5247 | -3.0891 | 0 | 0 | 0 | 2.7436 | 33.0234 | 2.7436 | 13.0374 | 900 | 13.0374 | 0
10 | 4 | 19 | 10.3 | 7.4 | 82 | 0 | 0 | 0 | 278.2108 | -12.6516 | 0 | 0 | 0 | 0 | 33.1316 | 0 | 0 | 900 | 0 | 0
10 | 4 | 20 | 10.3 | 8 | 86 | 0 | 0 | 0 | 290.5767 | -21.8598 | 0 | 0 | 0 | 0 | 33.2461 | 0 | 0 | 800 | 0 | 0
10 | 4 | 21 | 10.2 | 7.7 | 84 | 0 | 0 | 0 | 304.3544 | -30.2949 | 0 | 0 | 0 | 0 | 33.3737 | 0 | 0 | 700 | 0 | 0
10 | 4 | 22 | 10.3 | 7.8 | 84 | 0 | 0 | 0 | 320.274 | -37.3339 | 0 | 0 | 0 | 0 | 33.5211 | 0 | 0 | 600 | 0 | 0
10 | 4 | 23 | 9.8 | 8.2 | 90 | 0 | 0 | 0 | 338.7254 | -42.1787 | 0 | 0 | 0 | 0 | 33.6919 | 0 | 0 | 500 | 0 | 0
10 | 4 | 24 | 9.7 | 8.5 | 92 | 0 | 0 | 0 | 359.1015 | -44.0275 | 0 | 0 | 0 | 0 | 33.8806 | 0 | 0 | 400 | 0 | 0
10 | 5 | 1 | 9.6 | 8.2 | 91 | 0 | 0 | 0 | 19.5798 | -42.4965 | 0 | 0 | 0 | 0 | 30.7369 | 0 | 0 | 350 | 0 | 0
10 | 5 | 2 | 9.9 | 8 | 88 | 0 | 0 | 0 | 38.2631 | -37.9092 | 0 | 0 | 0 | 0 | 30.9098 | 0 | 0 | 350 | 0 | 0
10 | 5 | 3 | 9.9 | 8.3 | 90 | 0 | 0 | 0 | 54.4211 | -31.0498 | 0 | 0 | 0 | 0 | 31.0595 | 0 | 0 | 350 | 0 | 0
10 | 5 | 4 | 9.8 | 8.6 | 92 | 0 | 0 | 0 | 68.3805 | -22.7293 | 0 | 0 | 0 | 0 | 31.1887 | 0 | 0 | 350 | 0 | 0
10 | 5 | 5 | 9.8 | 9 | 95 | 0 | 0 | 0 | 80.86 | -13.5894 | 84.14 | 0 | 0 | 0 | 31.3043 | 0 | 0 | 350 | 0 | 0
10 | 5 | 6 | 9.6 | 9.2 | 97 | 0 | 0 | 0 | 92.5966 | -4.0814 | 72.4034 | 0 | 0 | 0 | 31.4129 | 0 | 0 | 350 | 0 | 0
10 | 5 | 7 | 9.7 | 9.3 | 97 | 8 | 0 | 8 | 104.261 | 5.3604 | 60.739 | 28.6396 | 0 | 7.3162 | 31.5209 | 7.3162 | 34.7663 | 350 | 34.7663 | 0
10 | 5 | 8 | 10.3 | 9.3 | 94 | 65 | 0 | 65 | 116.4742 | 14.1456 | 48.5258 | 19.8544 | 0 | 59.4437 | 31.634 | 59.4437 | 282.4766 | 350 | 282.4766 | 0
10 | 5 | 9 | 10.8 | 10 | 95 | 155 | 11 | 152 | 129.8177 | 22.0524 | 35.1823 | 11.9476 | 8.0836 | 139.0069 | 31.7576 | 139.0069 | 660.5606 | 350 | 350 | 310.5606
10 | 5 | 10 | 11.2 | 9.5 | 89 | 240 | 62 | 211 | 144.7566 | 28.4693 | 20.2434 | 5.5307 | 53.0968 | 192.9635 | 31.8959 | 192.9635 | 916.9624 | 600 | 600 | 316.9624
10 | 5 | 11 | 10 | 9 | 93 | 302 | 73 | 261 | 161.4127 | 32.7527 | 3.5873 | 1.2473 | 67.0058 | 238.6894 | 32.0501 | 305.6952 | 1452.6638 | 600 | 600 | 852.6638
10 | 5 | 12 | 10.7 | 7.1 | 78 | 165 | 0 | 165 | 179.2636 | 34.3322 | 14.2636 | 0.33222 | 0 | 150.8956 | 32.2154 | 150.8956 | 717.0559 | 600 | 600 | 117.0559
10 | 5 | 13 | 10.6 | 7 | 78 | 165 | 0 | 165 | 197.16 | 32.9583 | 32.16 | 1.0417 | 0 | 150.8956 | 32.3811 | 150.8956 | 717.0559 | 600 | 600 | 117.0559
10 | 5 | 14 | 11.3 | 6.9 | 74 | 147 | 0 | 147 | 213.9243 | 28.8478 | 48.9243 | 5.1522 | 0 | 134.4343 | 32.5363 | 134.4343 | 638.8316 | 600 | 600 | 38.8316
10 | 5 | 15 | 11.7 | 6.7 | 71 | 233 | 86 | 194 | 228.9816 | 22.5559 | 63.9816 | 11.4441 | 46.8302 | 177.4166 | 32.6758 | 177.4166 | 843.0839 | 600 | 600 | 243.0839
10 | 5 | 16 | 11.9 | 7.4 | 74 | 147 | 18 | 141 | 242.4156 | 14.726 | 77.4156 | 19.274 | 5.9143 | 128.9471 | 32.8001 | 128.9471 | 612.7569 | 900 | 612.7569 | 0
10 | 5 | 17 | 10.7 | 6.2 | 74 | 57 | 0 | 57 | 254.6758 | 5.9682 | 89.6758 | 28.0318 | 0 | 52.1276 | 32.9137 | 52.1276 | 247.7102 | 900 | 247.7102 | 0
10 | 5 | 18 | 10 | 8 | 87 | 6 | 0 | 6 | 266.3386 | -3.444 | 0 | 0 | 0 | 5.4871 | 33.0217 | 5.4871 | 26.0748 | 900 | 26.0748 | 0
10 | 5 | 19 | 10.7 | 8.3 | 85 | 0 | 0 | 0 | 278.0226 | -12.9983 | 0 | 0 | 0 | 0 | 33.1298 | 0 | 0 | 900 | 0 | 0
10 | 5 | 20 | 10.8 | 7.5 | 80 | 0 | 0 | 0 | 290.3949 | -22.2135 | 0 | 0 | 0 | 0 | 33.2444 | 0 | 0 | 800 | 0 | 0
10 | 5 | 21 | 10.9 | 7.6 | 80 | 0 | 0 | 0 | 304.1942 | -30.6614 | 0 | 0 | 0 | 0 | 33.3722 | 0 | 0 | 700 | 0 | 0
10 | 5 | 22 | 10.4 | 7.5 | 82 | 0 | 0 | 0 | 320.1631 | -37.7155 | 0 | 0 | 0 | 0 | 33.52 | 0 | 0 | 600 | 0 | 0
10 | 5 | 23 | 9.6 | 7.5 | 87 | 0 | 0 | 0 | 338.7038 | -42.5699 | 0 | 0 | 0 | 0 | 33.6917 | 0 | 0 | 500 | 0 | 0
10 | 5 | 24 | 9.3 | 6 | 80 | 0 | 0 | 0 | 359.2006 | -44.4124 | 0 | 0 | 0 | 0 | 33.8815 | 0 | 0 | 400 | 0 | 0
10 | 6 | 1 | 9.1 | 6.3 | 83 | 0 | 0 | 0 | 19.7907 | -42.8558 | 0 | 0 | 0 | 0 | 30.7388 | 0 | 0 | 350 | 0 | 0
10 | 6 | 2 | 9.6 | 6.6 | 82 | 0 | 0 | 0 | 38.5426 | -38.2328 | 0 | 0 | 0 | 0 | 30.9124 | 0 | 0 | 350 | 0 | 0
10 | 6 | 3 | 8.8 | 7.5 | 92 | 0 | 0 | 0 | 54.728 | -31.3399 | 0 | 0 | 0 | 0 | 31.0623 | 0 | 0 | 350 | 0 | 0
10 | 6 | 4 | 9.6 | 6.6 | 82 | 0 | 0 | 0 | 68.6921 | -22.9951 | 0 | 0 | 0 | 0 | 31.1916 | 0 | 0 | 350 | 0 | 0
10 | 6 | 5 | 9.3 | 6.5 | 83 | 0 | 0 | 0 | 81.1676 | -13.8421 | 83.8324 | 0 | 0 | 0 | 31.3071 | 0 | 0 | 350 | 0 | 0
10 | 6 | 6 | 9 | 5.7 | 80 | 0 | 0 | 0 | 92.8985 | -4.3354 | 72.1015 | 0 | 0 | 0 | 31.4157 | 0 | 0 | 350 | 0 | 0
10 | 6 | 7 | 9.1 | 5.6 | 79 | 7 | 0 | 7 | 104.5569 | 5.1092 | 60.4431 | 28.8908 | 0 | 6.4016 | 31.5237 | 6.4016 | 30.4206 | 350 | 30.4206 | 0
10 | 6 | 8 | 9.6 | 7.1 | 84 | 63 | 0 | 63 | 116.7617 | 13.873 | 48.2383 | 20.127 | 0 | 57.6147 | 31.6367 | 57.6147 | 273.785 | 350 | 273.785 | 0
10 | 6 | 9 | 11.7 | 7.6 | 76 | 153 | 26 | 144 | 130.0888 | 21.7539 | 34.9112 | 12.2461 | 19.0622 | 131.6907 | 31.7601 | 131.6907 | 625.7942 | 350 | 350 | 275.7942
10 | 6 | 10 | 12 | 7.5 | 74 | 237 | 63 | 208 | 144.9941 | 28.1396 | 20.0059 | 5.8604 | 53.823 | 190.2199 | 31.8981 | 190.2199 | 903.925 | 600 | 600 | 303.925
10 | 6 | 11 | 13 | 8.2 | 73 | 298 | 61 | 266 | 161.5903 | 32.3921 | 3.4097 | 1.6079 | 55.8438 | 243.262 | 32.0518 | 299.1058 | 1421.3506 | 600 | 600 | 821.3506
10 | 6 | 12 | 13 | 7.7 | 70 | 330 | 118 | 262 | 179.3563 | 33.9495 | 14.3563 | 0.05053 | 107.6594 | 239.6039 | 32.2163 | 347.2633 | 1650.1952 | 600 | 600 | 1050.1952
10 | 6 | 13 | 13.4 | 8 | 70 | 328 | 117 | 260 | 197.1605 | 32.568 | 32.1605 | 1.432 | 98.891 | 237.7749 | 32.3811 | 336.6659 | 1599.8364 | 600 | 600 | 999.8364
10 | 6 | 14 | 14.3 | 9 | 70 | 438 | 385 | 233 | 213.848 | 28.4635 | 48.848 | 5.5365 | 276.6684 | 213.0829 | 32.5356 | 213.0829 | 1012.5698 | 600 | 600 | 412.5698
10 | 6 | 15 | 14.9 | 9.5 | 70 | 342 | 412 | 158 | 228.8528 | 22.1847 | 63.8528 | 11.8153 | 222.9831 | 144.494 | 32.6746 | 144.494 | 686.6353 | 600 | 600 | 86.6353
10 | 6 | 16 | 13.8 | 7.8 | 67 | 188 | 142 | 142 | 242.2554 | 14.3692 | 77.2554 | 19.6308 | 46.1845 | 129.8617 | 32.7987 | 129.8617 | 617.1026 | 900 | 617.1026 | 0
10 | 6 | 17 | 13.4 | 8.2 | 71 | 54 | 0 | 54 | 254.498 | 5.6273 | 89.498 | 28.3727 | 0 | 49.384 | 32.912 | 49.384 | 234.6728 | 900 | 234.6728 | 0
10 | 6 | 18 | 12.8 | 9.7 | 81 | 5 | 0 | 5 | 266.1518 | -3.7953 | 0 | 0 | 0 | 4.5726 | 33.0199 | 4.5726 | 21.729 | 900 | 21.729 | 0
10 | 6 | 19 | 12.7 | 10 | 84 | 0 | 0 | 0 | 277.8332 | -13.343 | 0 | 0 | 0 | 0 | 33.1281 | 0 | 0 | 900 | 0 | 0
10 | 6 | 20 | 12.8 | 10.5 | 86 | 0 | 0 | 0 | 290.2113 | -22.5651 | 0 | 0 | 0 | 0 | 33.2427 | 0 | 0 | 800 | 0 | 0
10 | 6 | 21 | 11.8 | 10 | 89 | 0 | 0 | 0 | 304.0317 | -31.026 | 0 | 0 | 0 | 0 | 33.3707 | 0 | 0 | 700 | 0 | 0
10 | 6 | 22 | 11.2 | 9.8 | 91 | 0 | 0 | 0 | 320.0497 | -38.0953 | 0 | 0 | 0 | 0 | 33.519 | 0 | 0 | 600 | 0 | 0
10 | 6 | 23 | 11.8 | 10.3 | 91 | 0 | 0 | 0 | 338.68 | -42.9597 | 0 | 0 | 0 | 0 | 33.6915 | 0 | 0 | 500 | 0 | 0
10 | 6 | 24 | 12.1 | 9.8 | 86 | 0 | 0 | 0 | 359.2986 | -44.7962 | 0 | 0 | 0 | 0 | 33.8824 | 0 | 0 | 400 | 0 | 0
10 | 7 | 1 | 12.1 | 10 | 87 | 0 | 0 | 0 | 20.0015 | -43.2141 | 0 | 0 | 0 | 0 | 30.7408 | 0 | 0 | 350 | 0 | 0
10 | 7 | 2 | 12 | 9.4 | 84 | 0 | 0 | 0 | 38.8221 | -38.5554 | 0 | 0 | 0 | 0 | 30.915 | 0 | 0 | 350 | 0 | 0
10 | 7 | 3 | 11.9 | 9.3 | 84 | 0 | 0 | 0 | 55.0345 | -31.6293 | 0 | 0 | 0 | 0 | 31.0651 | 0 | 0 | 350 | 0 | 0
10 | 7 | 4 | 11.9 | 9.3 | 84 | 0 | 0 | 0 | 69.0027 | -23.2605 | 0 | 0 | 0 | 0 | 31.1945 | 0 | 0 | 350 | 0 | 0
10 | 7 | 5 | 11.4 | 8.1 | 80 | 0 | 0 | 0 | 81.4738 | -14.0947 | 83.5262 | 0 | 0 | 0 | 31.3099 | 0 | 0 | 350 | 0 | 0
10 | 7 | 6 | 11.9 | 7.4 | 74 | 0 | 0 | 0 | 93.1986 | -4.5891 | 71.8014 | 0 | 0 | 0 | 31.4185 | 0 | 0 | 350 | 0 | 0
10 | 7 | 7 | 11.7 | 8 | 78 | 7 | 0 | 7 | 104.8505 | 4.8587 | 60.1495 | 29.1413 | 0 | 6.4016 | 31.5264 | 6.4016 | 30.4206 | 350 | 30.4206 | 0
10 | 7 | 8 | 11.8 | 8.8 | 82 | 61 | 0 | 61 | 117.0465 | 13.6002 | 47.9535 | 20.3998 | 0 | 55.7856 | 31.6393 | 55.7856 | 265.0934 | 350 | 265.0934 | 0
10 | 7 | 9 | 11.7 | 8.9 | 83 | 74 | 0 | 74 | 130.3566 | 21.4551 | 34.6434 | 12.5449 | 0 | 67.6744 | 31.7626 | 67.6744 | 321.5887 | 350 | 321.5887 | 0
10 | 7 | 10 | 11.7 | 8 | 78 | 116 | 0 | 116 | 145.2279 | 27.8099 | 19.7721 | 6.1901 | 0 | 106.0842 | 31.9003 | 106.0842 | 504.112 | 600 | 504.112 | 0
10 | 7 | 11 | 12.2 | 7.5 | 73 | 146 | 0 | 146 | 161.7642 | 32.032 | 3.2358 | 1.968 | 0 | 133.5197 | 32.0534 | 133.5197 | 634.4858 | 600 | 600 | 34.4858
10 | 7 | 12 | 12 | 7.9 | 76 | 162 | 0 | 162 | 179.4461 | 33.5678 | 14.4461 | 0.43223 | 0 | 148.152 | 32.2171 | 148.152 | 704.0185 | 600 | 600 | 104.0185
10 | 7 | 13 | 12.9 | 6.9 | 67 | 325 | 125 | 253 | 197.1594 | 32.1792 | 32.1594 | 1.8208 | 105.2745 | 231.3733 | 32.3811 | 231.3733 | 1099.4857 | 600 | 600 | 499.4857
10 | 7 | 14 | 13.3 | 7.9 | 70 | 433 | 386 | 229 | 213.7708 | 28.0808 | 48.7708 | 5.9192 | 276.147 | 209.4248 | 32.5349 | 209.4248 | 995.1867 | 600 | 600 | 395.1867
10 | 7 | 15 | 13 | 8.2 | 73 | 367 | 545 | 127 | 228.7236 | 21.8152 | 63.7236 | 12.1848 | 293.1608 | 116.1439 | 32.6734 | 116.1439 | 551.9157 | 600 | 551.9157 | 0
10 | 7 | 16 | 13.4 | 7.7 | 68 | 140 | 37 | 128 | 242.0949 | 14.0142 | 77.0949 | 19.9858 | 11.9115 | 117.0584 | 32.7972 | 117.0584 | 556.2615 | 900 | 556.2615 | 0
10 | 7 | 17 | 12.4 | 9 | 80 | 51 | 0 | 51 | 254.3198 | 5.289 | 89.3198 | 28.711 | 0 | 46.6405 | 32.9104 | 46.6405 | 221.6355 | 900 | 221.6355 | 0
10 | 7 | 18 | 12.7 | 7.8 | 72 | 5 | 0 | 5 | 265.9642 | -4.1431 | 0 | 0 | 0 | 4.5726 | 33.0182 | 4.5726 | 21.729 | 900 | 21.729 | 0
10 | 7 | 19 | 12.8 | 8.6 | 76 | 0 | 0 | 0 | 277.6427 | -13.6854 | 0 | 0 | 0 | 0 | 33.1263 | 0 | 0 | 900 | 0 | 0
10 | 7 | 20 | 13.1 | 8.2 | 72 | 0 | 0 | 0 | 290.0261 | -22.9146 | 0 | 0 | 0 | 0 | 33.241 | 0 | 0 | 800 | 0 | 0
10 | 7 | 21 | 13.1 | 7.6 | 69 | 0 | 0 | 0 | 303.867 | -31.3884 | 0 | 0 | 0 | 0 | 33.3691 | 0 | 0 | 700 | 0 | 0
10 | 7 | 22 | 12.7 | 7 | 68 | 0 | 0 | 0 | 319.9337 | -38.4733 | 0 | 0 | 0 | 0 | 33.5179 | 0 | 0 | 600 | 0 | 0
10 | 7 | 23 | 12.3 | 6.4 | 67 | 0 | 0 | 0 | 338.654 | -43.3479 | 0 | 0 | 0 | 0 | 33.6912 | 0 | 0 | 500 | 0 | 0
10 | 7 | 24 | 12.4 | 7.3 | 71 | 0 | 0 | 0 | 359.3955 | -45.1787 | 0 | 0 | 0 | 0 | 33.8833 | 0 | 0 | 400 | 0 | 0
10 | 8 | 1 | 12.4 | 7 | 70 | 0 | 0 | 0 | 20.2121 | -43.5713 | 0 | 0 | 0 | 0 | 30.7427 | 0 | 0 | 350 | 0 | 0
10 | 8 | 2 | 12.2 | 7.3 | 72 | 0 | 0 | 0 | 39.1014 | -38.877 | 0 | 0 | 0 | 0 | 30.9176 | 0 | 0 | 350 | 0 | 0
10 | 8 | 3 | 11.6 | 7.5 | 76 | 0 | 0 | 0 | 55.3404 | -31.9178 | 0 | 0 | 0 | 0 | 31.068 | 0 | 0 | 350 | 0 | 0
10 | 8 | 4 | 11.3 | 6.9 | 74 | 0 | 0 | 0 | 69.3122 | -23.5254 | 0 | 0 | 0 | 0 | 31.1973 | 0 | 0 | 350 | 0 | 0
10 | 8 | 5 | 11.6 | 7 | 73 | 0 | 0 | 0 | 81.7785 | -14.3471 | 83.2215 | 0 | 0 | 0 | 31.3128 | 0 | 0 | 350 | 0 | 0
10 | 8 | 6 | 11.7 | 7.6 | 76 | 0 | 0 | 0 | 93.4967 | -4.8425 | 71.5033 | 0 | 0 | 0 | 31.4213 | 0 | 0 | 350 | 0 | 0
10 | 8 | 7 | 11.5 | 8 | 79 | 6 | 0 | 6 | 105.1417 | 4.6085 | 59.8583 | 29.3915 | 0 | 5.4871 | 31.5291 | 5.4871 | 26.0748 | 350 | 26.0748 | 0
10 | 8 | 8 | 11.5 | 8.3 | 81 | 59 | 0 | 59 | 117.3283 | 13.327 | 47.6717 | 20.673 | 0 | 53.9566 | 31.6419 | 53.9566 | 256.4018 | 350 | 256.4018 | 0
10 | 8 | 9 | 11.7 | 7.8 | 77 | 147 | 25 | 139 | 130.621 | 21.1561 | 34.379 | 12.8439 | 18.2404 | 127.1181 | 31.765 | 127.1181 | 604.0653 | 350 | 350 | 254.0653
10 | 8 | 10 | 11.7 | 8.5 | 81 | 230 | 61 | 203 | 145.4578 | 27.4802 | 19.5422 | 6.5198 | 51.8546 | 185.6473 | 31.9024 | 185.6473 | 882.196 | 600 | 600 | 282.196
10 | 8 | 11 | 11.6 | 8.2 | 80 | 291 | 73 | 253 | 161.9345 | 31.6725 | 3.0655 | 2.3275 | 66.4683 | 231.3733 | 32.0549 | 231.3733 | 1099.4857 | 600 | 600 | 499.4857
10 | 8 | 12 | 11.8 | 8.2 | 79 | 323 | 64 | 286 | 179.5329 | 33.1872 | 14.5329 | 0.81278 | 58.0354 | 261.5524 | 32.2179 | 319.5878 | 1518.681 | 600 | 600 | 918.681
10 | 8 | 13 | 12.2 | 7.3 | 72 | 321 | 64 | 284 | 197.1564 | 31.7919 | 32.1564 | 2.2081 | 53.7057 | 259.7233 | 32.3811 | 259.7233 | 1234.2053 | 600 | 600 | 634.2053
10 | 8 | 14 | 12 | 7.5 | 74 | 141 | 0 | 141 | 213.6927 | 27.6999 | 48.6927 | 6.3001 | 0 | 128.9471 | 32.5342 | 128.9471 | 612.7569 | 600 | 600 | 12.7569
10 | 8 | 15 | 11.8 | 7.5 | 75 | 109 | 0 | 109 | 228.594 | 21.4476 | 63.594 | 12.5524 | 0 | 99.6825 | 32.6722 | 99.6825 | 473.6915 | 600 | 473.6915 | 0
10 | 8 | 16 | 11.8 | 7.7 | 76 | 67 | 0 | 67 | 241.934 | 13.6613 | 76.934 | 20.3387 | 0 | 61.2728 | 32.7957 | 61.2728 | 291.1681 | 900 | 291.1681 | 0
10 | 8 | 17 | 11.9 | 7.8 | 76 | 24 | 0 | 24 | 254.141 | 4.953 | 89.141 | 29.047 | 0 | 21.9485 | 32.9087 | 21.9485 | 104.299 | 900 | 104.299 | 0
10 | 8 | 18 | 12.2 | 7.5 | 73 | 2 | 0 | 2 | 265.7758 | -4.4876 | 0 | 0 | 0 | 1.829 | 33.0164 | 1.829 | 8.6916 | 900 | 8.6916 | 0
10 | 8 | 19 | 12.3 | 7.1 | 71 | 0 | 0 | 0 | 277.4509 | -14.0256 | 0 | 0 | 0 | 0 | 33.1245 | 0 | 0 | 900 | 0 | 0
10 | 8 | 20 | 12.2 | 7.5 | 73 | 0 | 0 | 0 | 289.839 | -23.2617 | 0 | 0 | 0 | 0 | 33.2393 | 0 | 0 | 800 | 0 | 0
10 | 8 | 21 | 12.2 | 7.3 | 72 | 0 | 0 | 0 | 303.6999 | -31.7485 | 0 | 0 | 0 | 0 | 33.3676 | 0 | 0 | 700 | 0 | 0
10 | 8 | 22 | 12.2 | 7.3 | 72 | 0 | 0 | 0 | 319.8149 | -38.8492 | 0 | 0 | 0 | 0 | 33.5168 | 0 | 0 | 600 | 0 | 0
10 | 8 | 23 | 12.2 | 7.7 | 74 | 0 | 0 | 0 | 338.6255 | -43.7344 | 0 | 0 | 0 | 0 | 33.691 | 0 | 0 | 500 | 0 | 0
10 | 8 | 24 | 12.1 | 7.8 | 75 | 0 | 0 | 0 | 359.491 | -45.5599 | 0 | 0 | 0 | 0 | 33.8842 | 0 | 0 | 400 | 0 | 0
10 | 9 | 1 | 12.1 | 8 | 76 | 0 | 0 | 0 | 20.4222 | -43.9272 | 0 | 0 | 0 | 0 | 30.7447 | 0 | 0 | 350 | 0 | 0
10 | 9 | 2 | 12 | 8.4 | 79 | 0 | 0 | 0 | 39.3804 | -39.1975 | 0 | 0 | 0 | 0 | 30.9202 | 0 | 0 | 350 | 0 | 0
10 | 9 | 3 | 11.9 | 8.5 | 80 | 0 | 0 | 0 | 55.6455 | -32.2056 | 0 | 0 | 0 | 0 | 31.0708 | 0 | 0 | 350 | 0 | 0
10 | 9 | 4 | 11.9 | 9.1 | 83 | 0 | 0 | 0 | 69.6205 | -23.7898 | 0 | 0 | 0 | 0 | 31.2002 | 0 | 0 | 350 | 0 | 0
10 | 9 | 5 | 11.9 | 9.5 | 85 | 0 | 0 | 0 | 82.0816 | -14.5992 | 82.9184 | 0 | 0 | 0 | 31.3156 | 0 | 0 | 350 | 0 | 0
10 | 9 | 6 | 11.9 | 10 | 88 | 0 | 0 | 0 | 93.7928 | -5.0956 | 71.2072 | 0 | 0 | 0 | 31.424 | 0 | 0 | 350 | 0 | 0
10 | 9 | 7 | 12 | 10.3 | 89 | 6 | 0 | 6 | 105.4305 | 4.3588 | 59.5695 | 29.6412 | 0 | 5.4871 | 31.5318 | 5.4871 | 26.0748 | 350 | 26.0748 | 0
10 | 9 | 8 | 12.3 | 10.6 | 89 | 57 | 0 | 57 | 117.6072 | 13.0536 | 47.3928 | 20.9464 | 0 | 52.1276 | 31.6445 | 52.1276 | 247.7102 | 350 | 247.7102 | 0
10 | 9 | 9 | 12.5 | 10.6 | 88 | 144 | 24 | 136 | 130.8819 | 20.8569 | 34.1181 | 13.1431 | 17.4666 | 124.3746 | 31.7674 | 124.3746 | 591.0279 | 350 | 350 | 241.0279
10 | 9 | 10 | 12.8 | 10.7 | 87 | 226 | 60 | 200 | 145.6839 | 27.1508 | 19.3161 | 6.8492 | 50.873 | 182.9038 | 31.9045 | 182.9038 | 869.1587 | 600 | 600 | 269.1587
10 | 9 | 11 | 13.1 | 10.4 | 84 | 287 | 71 | 249 | 162.1009 | 31.3138 | 2.8991 | 2.6862 | 64.4678 | 227.7152 | 32.0565 | 227.7152 | 1082.1025 | 600 | 600 | 482.1025
10 | 9 | 12 | 12.3 | 10.4 | 88 | 157 | 0 | 157 | 179.6168 | 32.8079 | 14.6168 | 1.1921 | 0 | 143.5794 | 32.2187 | 143.5794 | 682.2895 | 600 | 600 | 82.2895
10 | 9 | 13 | 12.5 | 10.2 | 86 | 315 | 105 | 256 | 197.1515 | 31.4063 | 32.1515 | 2.5937 | 87.7894 | 234.1168 | 32.381 | 234.1168 | 1112.5231 | 600 | 600 | 512.5231
10 | 9 | 14 | 12.2 | 9.2 | 82 | 281 | 59 | 250 | 213.6137 | 27.3208 | 48.6137 | 6.6792 | 41.829 | 228.6297 | 32.5335 | 228.6297 | 1086.4483 | 600 | 600 | 486.4483
10 | 9 | 15 | 12.3 | 8.5 | 78 | 217 | 58 | 192 | 228.4639 | 21.082 | 63.4639 | 12.918 | 30.8161 | 175.5876 | 32.671 | 175.5876 | 834.3923 | 600 | 600 | 234.3923
10 | 9 | 16 | 12.2 | 8.4 | 78 | 132 | 21 | 126 | 241.7728 | 13.3105 | 76.7728 | 20.6895 | 6.623 | 115.2294 | 32.7942 | 115.2294 | 547.57 | 900 | 547.57 | 0
10 | 9 | 17 | 12.1 | 8.9 | 81 | 46 | 0 | 46 | 253.9618 | 4.6208 | 88.9618 | 29.3792 | 0 | 42.0679 | 32.9071 | 42.0679 | 199.9065 | 900 | 199.9065 | 0
10 | 9 | 18 | 12.5 | 9.6 | 82 | 3 | 0 | 3 | 265.5866 | -4.8291 | 0 | 0 | 0 | 2.7436 | 33.0147 | 2.7436 | 13.0374 | 900 | 13.0374 | 0
10 | 9 | 19 | 12.9 | 10.6 | 86 | 0 | 0 | 0 | 277.2579 | -14.3634 | 0 | 0 | 0 | 0 | 33.1228 | 0 | 0 | 900 | 0 | 0
10 | 9 | 20 | 12.4 | 11.7 | 95 | 0 | 0 | 0 | 289.6503 | -23.6064 | 0 | 0 | 0 | 0 | 33.2375 | 0 | 0 | 800 | 0 | 0
10 | 9 | 21 | 12.7 | 12.7 | 100 | 0 | 0 | 0 | 303.5304 | -32.1063 | 0 | 0 | 0 | 0 | 33.366 | 0 | 0 | 700 | 0 | 0
10 | 9 | 22 | 12.8 | 12.8 | 100 | 0 | 0 | 0 | 319.6933 | -39.2229 | 0 | 0 | 0 | 0 | 33.5157 | 0 | 0 | 600 | 0 | 0
10 | 9 | 23 | 13.2 | 13.2 | 100 | 0 | 0 | 0 | 338.5945 | -44.1192 | 0 | 0 | 0 | 0 | 33.6907 | 0 | 0 | 500 | 0 | 0
10 | 9 | 24 | 13.6 | 13.6 | 100 | 0 | 0 | 0 | 359.585 | -45.9396 | 0 | 0 | 0 | 0 | 33.885 | 0 | 0 | 400 | 0 | 0
10 | 10 | 1 | 14.1 | 14.1 | 100 | 0 | 0 | 0 | 20.6318 | -44.2818 | 0 | 0 | 0 | 0 | 30.7466 | 0 | 0 | 350 | 0 | 0
10 | 10 | 2 | 14.5 | 14.5 | 100 | 0 | 0 | 0 | 39.6589 | -39.5169 | 0 | 0 | 0 | 0 | 30.9228 | 0 | 0 | 350 | 0 | 0
10 | 10 | 3 | 14.2 | 14.2 | 100 | 0 | 0 | 0 | 55.9497 | -32.4924 | 0 | 0 | 0 | 0 | 31.0736 | 0 | 0 | 350 | 0 | 0
10 | 10 | 4 | 13.3 | 12.4 | 94 | 0 | 0 | 0 | 69.9273 | -24.0536 | 0 | 0 | 0 | 0 | 31.203 | 0 | 0 | 350 | 0 | 0
10 | 10 | 5 | 13.2 | 11.7 | 91 | 0 | 0 | 0 | 82.3828 | -14.8511 | 82.6172 | 0 | 0 | 0 | 31.3184 | 0 | 0 | 350 | 0 | 0
10 | 10 | 6 | 12.8 | 10.7 | 87 | 0 | 0 | 0 | 94.0867 | -5.3485 | 70.9133 | 0 | 0 | 0 | 31.4267 | 0 | 0 | 350 | 0 | 0
10 | 10 | 7 | 12.5 | 10.4 | 87 | 5 | 0 | 5 | 105.7166 | 4.1095 | 59.2834 | 29.8905 | 0 | 4.5726 | 31.5344 | 4.5726 | 21.729 | 350 | 21.729 | 0
10 | 10 | 8 | 13.1 | 10 | 81 | 54 | 0 | 54 | 117.883 | 12.78 | 47.117 | 21.22 | 0 | 49.384 | 31.6471 | 49.384 | 234.6728 | 350 | 234.6728 | 0
10 | 10 | 9 | 12.6 | 10.3 | 86 | 141 | 23 | 134 | 131.1391 | 20.5576 | 33.8609 | 13.4424 | 16.6956 | 122.5455 | 31.7698 | 122.5455 | 582.3363 | 350 | 350 | 232.3363
10 | 10 | 10 | 12.9 | 10.8 | 87 | 223 | 59 | 197 | 145.906 | 26.8216 | 19.094 | 7.1784 | 49.8934 | 180.1602 | 31.9065 | 180.1602 | 856.1213 | 600 | 600 | 256.1213
10 | 10 | 11 | 12.9 | 11.2 | 89 | 283 | 56 | 254 | 162.2635 | 30.9558 | 2.7365 | 3.0442 | 50.7044 | 232.2878 | 32.058 | 232.2878 | 1103.8315 | 600 | 600 | 503.8315
10 | 10 | 12 | 14.3 | 10.3 | 77 | 314 | 62 | 279 | 179.6975 | 32.43 | 14.6975 | 1.57 | 55.87 | 255.1507 | 32.2194 | 311.0207 | 1477.9704 | 600 | 600 | 877.9704
10 | 10 | 13 | 14.2 | 10.8 | 80 | 311 | 62 | 277 | 197.1448 | 31.0225 | 32.1448 | 2.9775 | 51.6469 | 253.3217 | 32.381 | 253.3217 | 1203.7847 | 600 | 600 | 603.7847
10 | 10 | 14 | 14.3 | 10.3 | 77 | 276 | 58 | 247 | 213.5337 | 26.9438 | 48.5337 | 7.0562 | 40.9331 | 225.8861 | 32.5327 | 225.8861 | 1073.4109 | 600 | 600 | 473.4109
10 | 10 | 15 | 14.8 | 9.8 | 72 | 279 | 223 | 185 | 228.3334 | 20.7186 | 63.3334 | 13.2814 | 117.7508 | 169.186 | 32.6698 | 169.186 | 803.9718 | 600 | 600 | 203.9718
10 | 10 | 16 | 14.4 | 10 | 75 | 168 | 106 | 136 | 241.6112 | 12.962 | 76.6112 | 21.038 | 33.0873 | 124.3746 | 32.7927 | 124.3746 | 591.0279 | 900 | 591.0279 | 0
10 | 10 | 17 | 13.8 | 10.4 | 80 | 57 | 13 | 55 | 253.782 | 4.2919 | 88.782 | 29.7081 | 0.96065 | 50.2985 | 32.9054 | 50.2985 | 239.0186 | 900 | 239.0186 | 0
10 | 10 | 18 | 13.5 | 10 | 79 | 4 | 0 | 4 | 265.3966 | -5.1674 | 0 | 0 | 0 | 3.6581 | 33.0129 | 3.6581 | 17.3832 | 900 | 17.3832 | 0
10 | 10 | 19 | 13.5 | 10.2 | 80 | 0 | 0 | 0 | 277.0636 | -14.6985 | 0 | 0 | 0 | 0 | 33.121 | 0 | 0 | 900 | 0 | 0
10 | 10 | 20 | 13.5 | 9.2 | 75 | 0 | 0 | 0 | 289.4597 | -23.9484 | 0 | 0 | 0 | 0 | 33.2357 | 0 | 0 | 800 | 0 | 0
10 | 10 | 21 | 13.4 | 8.4 | 72 | 0 | 0 | 0 | 303.3585 | -32.4615 | 0 | 0 | 0 | 0 | 33.3644 | 0 | 0 | 700 | 0 | 0
10 | 10 | 22 | 13 | 8 | 72 | 0 | 0 | 0 | 319.5689 | -39.5943 | 0 | 0 | 0 | 0 | 33.5145 | 0 | 0 | 600 | 0 | 0
10 | 10 | 23 | 12.4 | 7.7 | 73 | 0 | 0 | 0 | 338.5608 | -44.502 | 0 | 0 | 0 | 0 | 33.6904 | 0 | 0 | 500 | 0 | 0
10 | 10 | 24 | 13.3 | 7.9 | 70 | 0 | 0 | 0 | 359.6774 | -46.3177 | 0 | 0 | 0 | 0 | 33.8859 | 0 | 0 | 400 | 0 | 0
10 | 11 | 1 | 13.2 | 7.5 | 68 | 0 | 0 | 0 | 20.8407 | -44.6351 | 0 | 0 | 0 | 0 | 30.7485 | 0 | 0 | 350 | 0 | 0
10 | 11 | 2 | 12.7 | 8.7 | 77 | 0 | 0 | 0 | 39.9368 | -39.835 | 0 | 0 | 0 | 0 | 30.9253 | 0 | 0 | 350 | 0 | 0
10 | 11 | 3 | 13.3 | 9.4 | 77 | 0 | 0 | 0 | 56.2528 | -32.7783 | 0 | 0 | 0 | 0 | 31.0764 | 0 | 0 | 350 | 0 | 0
10 | 11 | 4 | 12.8 | 10.9 | 88 | 0 | 0 | 0 | 70.2327 | -24.3168 | 0 | 0 | 0 | 0 | 31.2059 | 0 | 0 | 350 | 0 | 0
10 | 11 | 5 | 12.4 | 11.7 | 95 | 0 | 0 | 0 | 82.6822 | -15.1027 | 82.3178 | 0 | 0 | 0 | 31.3211 | 0 | 0 | 350 | 0 | 0
10 | 11 | 6 | 13.3 | 13.1 | 99 | 0 | 0 | 0 | 94.3783 | -5.6011 | 70.6217 | 0 | 0 | 0 | 31.4294 | 0 | 0 | 350 | 0 | 0
10 | 11 | 7 | 13.9 | 13.7 | 99 | 2 | 0 | 2 | 106 | 3.8608 | 59 | 30.1392 | 0 | 1.829 | 31.537 | 1.829 | 8.6916 | 350 | 8.6916 | 0
10 | 11 | 8 | 14.8 | 14.8 | 100 | 26 | 0 | 26 | 118.1556 | 12.5062 | 46.8444 | 21.4938 | 0 | 23.7775 | 31.6496 | 23.7775 | 112.9906 | 350 | 112.9906 | 0
10 | 11 | 9 | 15.3 | 15.3 | 100 | 68 | 0 | 68 | 131.3927 | 20.2583 | 33.6073 | 13.7417 | 0 | 62.1873 | 31.7722 | 62.1873 | 295.5139 | 350 | 295.5139 | 0
10 | 11 | 10 | 15.3 | 15.3 | 100 | 108 | 0 | 108 | 146.124 | 26.4928 | 18.876 | 7.5072 | 0 | 98.768 | 31.9086 | 98.768 | 469.3457 | 600 | 469.3457 | 0
10 | 11 | 11 | 15.3 | 15.3 | 100 | 138 | 0 | 138 | 162.4222 | 30.5988 | 2.5778 | 3.4012 | 0 | 126.2036 | 32.0595 | 126.2036 | 599.7195 | 600 | 599.7195 | 0
10 | 11 | 12 | 15.2 | 15 | 99 | 153 | 0 | 153 | 179.7751 | 32.0536 | 14.7751 | 1.9464 | 0 | 139.9214 | 32.2201 | 139.9214 | 664.9064 | 600 | 600 | 64.9064
10 | 11 | 13 | 16.1 | 13.8 | 86 | 306 | 94 | 254 | 197.136 | 30.6405 | 32.136 | 3.3595 | 78.013 | 232.2878 | 32.3809 | 232.2878 | 1103.8315 | 600 | 600 | 503.8315
10 | 11 | 14 | 15.5 | 11.8 | 79 | 272 | 61 | 241 | 213.4527 | 26.5689 | 48.4527 | 7.4311 | 42.8537 | 220.399 | 32.532 | 220.399 | 1047.3362 | 600 | 600 | 447.3362
10 | 11 | 15 | 14.6 | 11.8 | 83 | 208 | 44 | 189 | 228.2023 | 20.3574 | 63.2023 | 13.6426 | 23.0896 | 172.8441 | 32.6685 | 172.8441 | 821.3549 | 600 | 600 | 221.3549
10 | 11 | 16 | 14 | 9.3 | 73 | 194 | 231 | 125 | 241.4491 | 12.616 | 76.4491 | 21.384 | 71.364 | 114.3148 | 32.7912 | 114.3148 | 543.2242 | 900 | 543.2242 | 0
10 | 11 | 17 | 13.9 | 9 | 72 | 67 | 71 | 56 | 253.6017 | 3.9665 | 88.6017 | 30.0335 | 5.0382 | 51.2131 | 32.9037 | 51.2131 | 243.3644 | 900 | 243.3644 | 0
10 | 11 | 18 | 13.3 | 9.2 | 76 | 4 | 0 | 4 | 265.2058 | -5.5026 | 0 | 0 | 0 | 3.6581 | 33.0112 | 3.6581 | 17.3832 | 900 | 17.3832 | 0
10 | 11 | 19 | 13.4 | 8.2 | 71 | 0 | 0 | 0 | 276.8681 | -15.031 | 0 | 0 | 0 | 0 | 33.1191 | 0 | 0 | 900 | 0 | 0
10 | 11 | 20 | 13.5 | 8.1 | 70 | 0 | 0 | 0 | 289.2673 | -24.2877 | 0 | 0 | 0 | 0 | 33.234 | 0 | 0 | 800 | 0 | 0
10 | 11 | 21 | 12.4 | 7 | 70 | 0 | 0 | 0 | 303.1842 | -32.814 | 0 | 0 | 0 | 0 | 33.3628 | 0 | 0 | 700 | 0 | 0
10 | 11 | 22 | 12.9 | 7.2 | 68 | 0 | 0 | 0 | 319.4414 | -39.9633 | 0 | 0 | 0 | 0 | 33.5133 | 0 | 0 | 600 | 0 | 0
10 | 11 | 23 | 13.3 | 8.1 | 71 | 0 | 0 | 0 | 338.5243 | -44.8828 | 0 | 0 | 0 | 0 | 33.69 | 0 | 0 | 500 | 0 | 0
10 | 11 | 24 | 13.4 | 8.2 | 71 | 0 | 0 | 0 | 359.7681 | -46.6942 | 0 | 0 | 0 | 0 | 33.8867 | 0 | 0 | 400 | 0 | 0
10 | 12 | 1 | 13.4 | 8.2 | 71 | 0 | 0 | 0 | 21.0487 | -44.9869 | 0 | 0 | 0 | 0 | 30.7505 | 0 | 0 | 350 | 0 | 0
10 | 12 | 2 | 13.5 | 8.5 | 72 | 0 | 0 | 0 | 40.2139 | -40.1519 | 0 | 0 | 0 | 0 | 30.9279 | 0 | 0 | 350 | 0 | 0
10 | 12 | 3 | 13.5 | 8.1 | 70 | 0 | 0 | 0 | 56.5548 | -33.0632 | 0 | 0 | 0 | 0 | 31.0792 | 0 | 0 | 350 | 0 | 0
10 | 12 | 4 | 13.6 | 7.5 | 67 | 0 | 0 | 0 | 70.5364 | -24.5794 | 0 | 0 | 0 | 0 | 31.2087 | 0 | 0 | 350 | 0 | 0
10 | 12 | 5 | 13.2 | 8.4 | 73 | 0 | 0 | 0 | 82.9794 | -15.3541 | 82.0206 | 0 | 0 | 0 | 31.3239 | 0 | 0 | 350 | 0 | 0
10 | 12 | 6 | 13.3 | 8.5 | 73 | 0 | 0 | 0 | 94.6674 | -5.8534 | 70.3326 | 0 | 0 | 0 | 31.4321 | 0 | 0 | 350 | 0 | 0
10 | 12 | 7 | 13.1 | 8.1 | 72 | 4 | 0 | 4 | 106.2806 | 3.6127 | 58.7194 | 30.3873 | 0 | 3.6581 | 31.5396 | 3.6581 | 17.3832 | 350 | 17.3832 | 0
10 | 12 | 8 | 11.7 | 9.9 | 89 | 50 | 0 | 50 | 118.4248 | 12.2324 | 46.5752 | 21.7676 | 0 | 45.7259 | 31.6521 | 45.7259 | 217.2897 | 350 | 217.2897 | 0
10 | 12 | 9 | 13.3 | 8.3 | 72 | 203 | 221 | 134 | 131.6424 | 19.9591 | 33.3576 | 14.0409 | 159.5634 | 122.5455 | 31.7745 | 122.5455 | 582.3363 | 350 | 350 | 232.3363
10 | 12 | 10 | 13.8 | 5.8 | 58 | 356 | 505 | 140 | 146.338 | 26.1644 | 18.662 | 7.8356 | 424.7395 | 128.0326 | 31.9105 | 128.0326 | 608.4111 | 600 | 600 | 8.4111
10 | 12 | 11 | 14.5 | 5.7 | 55 | 455 | 651 | 122 | 162.5769 | 30.2427 | 2.4231 | 3.7573 | 586.0374 | 111.5713 | 32.0609 | 111.5713 | 530.1868 | 600 | 530.1868 | 0
10 | 12 | 12 | 14.9 | 6.7 | 58 | 491 | 637 | 140 | 179.8496 | 31.6787 | 14.8496 | 2.3213 | 570.3424 | 128.0326 | 32.2208 | 128.0326 | 608.4111 | 600 | 600 | 8.4111
10 | 12 | 13 | 14.9 | 5.5 | 53 | 459 | 484 | 194 | 197.1252 | 30.2606 | 32.1252 | 3.7394 | 400.1837 | 177.4166 | 32.3808 | 177.4166 | 843.0839 | 600 | 600 | 243.0839
10 | 12 | 14 | 14.2 | 7.1 | 62 | 270 | 98 | 221 | 213.3705 | 26.1963 | 48.3705 | 7.8037 | 68.5313 | 202.1087 | 32.5312 | 202.1087 | 960.4203 | 600 | 600 | 360.4203
10 | 12 | 15 | 13.9 | 7.4 | 65 | 205 | 56 | 182 | 228.0706 | 19.9986 | 63.0706 | 14.0014 | 29.2047 | 166.4424 | 32.6673 | 166.4424 | 790.9344 | 600 | 600 | 190.9344
10 | 12 | 16 | 13.1 | 5.4 | 60 | 122 | 19 | 116 | 241.2866 | 12.2725 | 76.2866 | 21.7275 | 5.8094 | 106.0842 | 32.7897 | 106.0842 | 504.112 | 900 | 504.112 | 0
10 | 12 | 17 | 13.1 | 5.9 | 62 | 38 | 0 | 38 | 253.4208 | 3.6449 | 88.4208 | 30.3551 | 0 | 34.7517 | 32.902 | 34.7517 | 165.1401 | 900 | 165.1401 | 0
10 | 12 | 18 | 13 | 6.6 | 65 | 2 | 0 | 2 | 265.0141 | -5.8346 | 0 | 0 | 0 | 1.829 | 33.0094 | 1.829 | 8.6916 | 900 | 8.6916 | 0
10 | 12 | 19 | 13 | 7.3 | 68 | 0 | 0 | 0 | 276.6714 | -15.3605 | 0 | 0 | 0 | 0 | 33.1173 | 0 | 0 | 900 | 0 | 0
10 | 12 | 20 | 13 | 7.7 | 70 | 0 | 0 | 0 | 289.0731 | -24.6241 | 0 | 0 | 0 | 0 | 33.2322 | 0 | 0 | 800 | 0 | 0
10 | 12 | 21 | 12.7 | 7.6 | 71 | 0 | 0 | 0 | 303.0073 | -33.1637 | 0 | 0 | 0 | 0 | 33.3612 | 0 | 0 | 700 | 0 | 0
10 | 12 | 22 | 12.6 | 7.9 | 73 | 0 | 0 | 0 | 319.3109 | -40.3298 | 0 | 0 | 0 | 0 | 33.5121 | 0 | 0 | 600 | 0 | 0
10 | 12 | 23 | 12.9 | 7.6 | 70 | 0 | 0 | 0 | 338.4848 | -45.2614 | 0 | 0 | 0 | 0 | 33.6897 | 0 | 0 | 500 | 0 | 0
10 | 12 | 24 | 12.3 | 7.4 | 72 | 0 | 0 | 0 | 359.8568 | -47.0689 | 0 | 0 | 0 | 0 | 33.8876 | 0 | 0 | 400 | 0 | 0
10 | 13 | 1 | 12.3 | 8.3 | 77 | 0 | 0 | 0 | 21.2557 | -45.3372 | 0 | 0 | 0 | 0 | 30.7524 | 0 | 0 | 350 | 0 | 0
10 | 13 | 2 | 13 | 8.5 | 74 | 0 | 0 | 0 | 40.49 | -40.4675 | 0 | 0 | 0 | 0 | 30.9305 | 0 | 0 | 350 | 0 | 0
10 | 13 | 3 | 13.1 | 7.6 | 69 | 0 | 0 | 0 | 56.8554 | -33.3472 | 0 | 0 | 0 | 0 | 31.082 | 0 | 0 | 350 | 0 | 0
10 | 13 | 4 | 12.8 | 8.2 | 74 | 0 | 0 | 0 | 70.8384 | -24.8414 | 0 | 0 | 0 | 0 | 31.2115 | 0 | 0 | 350 | 0 | 0
10 | 13 | 5 | 13 | 9.9 | 81 | 0 | 0 | 0 | 83.2746 | -15.6051 | 81.7254 | 0 | 0 | 0 | 31.3266 | 0 | 0 | 350 | 0 | 0
10 | 13 | 6 | 12.3 | 10.8 | 91 | 0 | 0 | 0 | 94.954 | -6.1054 | 70.046 | 0 | 0 | 0 | 31.4348 | 0 | 0 | 350 | 0 | 0
10 | 13 | 7 | 13 | 10.7 | 86 | 2 | 0 | 2 | 106.5582 | 3.3653 | 58.4418 | 30.6347 | 0 | 1.829 | 31.5422 | 1.829 | 8.6916 | 350 | 8.6916 | 0
10 | 13 | 8 | 13 | 11.1 | 88 | 24 | 0 | 24 | 118.6907 | 11.9586 | 46.3093 | 22.0414 | 0 | 21.9485 | 31.6545 | 21.9485 | 104.299 | 350 | 104.299 | 0
10 | 13 | 9 | 12.6 | 12 | 96 | 65 | 0 | 65 | 131.8883 | 19.66 | 33.1117 | 14.34 | 0 | 59.4437 | 31.7767 | 59.4437 | 282.4766 | 350 | 282.4766 | 0
10 | 13 | 10 | 12.9 | 12.7 | 99 | 105 | 0 | 105 | 146.5477 | 25.8366 | 18.4523 | 8.1634 | 0 | 96.0245 | 31.9125 | 96.0245 | 456.3083 | 600 | 456.3083 | 0
10 | 13 | 11 | 13.6 | 13.4 | 99 | 134 | 0 | 134 | 162.7277 | 29.8878 | 2.2723 | 4.1122 | 0 | 122.5455 | 32.0623 | 122.5455 | 582.3363 | 600 | 582.3363 | 0
10 | 13 | 12 | 14.6 | 14.1 | 97 | 149 | 0 | 149 | 179.9208 | 31.3056 | 14.9208 | 2.6944 | 0 | 136.2633 | 32.2215 | 136.2633 | 647.5232 | 600 | 600 | 47.5232
10 | 13 | 13 | 15.3 | 15 | 98 | 147 | 0 | 147 | 197.1124 | 29.8828 | 32.1124 | 4.1172 | 0 | 134.4343 | 32.3807 | 134.4343 | 638.8316 | 600 | 600 | 38.8316
10 | 13 | 14 | 15.6 | 15.1 | 97 | 130 | 0 | 130 | 213.2873 | 25.826 | 48.2873 | 8.174 | 0 | 118.8874 | 32.5304 | 118.8874 | 564.9531 | 600 | 564.9531 | 0
10 | 13 | 15 | 15.5 | 15.3 | 99 | 99 | 0 | 99 | 227.9383 | 19.6424 | 62.9383 | 14.3576 | 0 | 90.5374 | 32.6661 | 90.5374 | 430.2335 | 600 | 430.2335 | 0
10 | 13 | 16 | 15.4 | 15.4 | 100 | 58 | 0 | 58 | 241.1236 | 11.9317 | 76.1236 | 22.0683 | 0 | 53.0421 | 32.7882 | 53.0421 | 252.056 | 900 | 252.056 | 0
10 | 13 | 17 | 15.3 | 15.3 | 100 | 18 | 0 | 18 | 253.2393 | 3.3272 | 88.2393 | 30.6728 | 0 | 16.4613 | 32.9004 | 16.4613 | 78.2243 | 900 | 78.2243 | 0
10 | 13 | 18 | 15.4 | 15.4 | 100 | 1 | 0 | 1 | 264.8216 | -6.1634 | 0 | 0 | 0 | 0.91452 | 33.0076 | 0.91452 | 4.3458 | 900 | 4.3458 | 0
10 | 13 | 19 | 15.3 | 15.3 | 100 | 0 | 0 | 0 | 276.4734 | -15.6871 | 0 | 0 | 0 | 0 | 33.1155 | 0 | 0 | 900 | 0 | 0
10 | 13 | 20 | 15.3 | 15.3 | 100 | 0 | 0 | 0 | 288.877 | -24.9575 | 0 | 0 | 0 | 0 | 33.2303 | 0 | 0 | 800 | 0 | 0
10 | 13 | 21 | 15.2 | 15.2 | 100 | 0 | 0 | 0 | 302.8278 | -33.5105 | 0 | 0 | 0 | 0 | 33.3595 | 0 | 0 | 700 | 0 | 0
10 | 13 | 22 | 15.2 | 15.2 | 100 | 0 | 0 | 0 | 319.1772 | -40.6935 | 0 | 0 | 0 | 0 | 33.5109 | 0 | 0 | 600 | 0 | 0
10 | 13 | 23 | 15.1 | 14.9 | 99 | 0 | 0 | 0 | 338.4422 | -45.6378 | 0 | 0 | 0 | 0 | 33.6893 | 0 | 0 | 500 | 0 | 0
10 | 13 | 24 | 15.1 | 14.9 | 99 | 0 | 0 | 0 | 359.9433 | -47.4417 | 0 | 0 | 0 | 0 | 33.8884 | 0 | 0 | 400 | 0 | 0
10 | 14 | 1 | 15.3 | 14.8 | 97 | 0 | 0 | 0 | 21.4615 | -45.6859 | 0 | 0 | 0 | 0 | 30.7543 | 0 | 0 | 350 | 0 | 0
10 | 14 | 2 | 15.3 | 14.8 | 97 | 0 | 0 | 0 | 40.765 | -40.7818 | 0 | 0 | 0 | 0 | 30.933 | 0 | 0 | 350 | 0 | 0
10 | 14 | 3 | 15.2 | 14.5 | 96 | 0 | 0 | 0 | 57.1545 | -33.6301 | 0 | 0 | 0 | 0 | 31.0848 | 0 | 0 | 350 | 0 | 0
10 | 14 | 4 | 15.3 | 14.4 | 94 | 0 | 0 | 0 | 71.1384 | -25.1026 | 0 | 0 | 0 | 0 | 31.2142 | 0 | 0 | 350 | 0 | 0
10 | 14 | 5 | 15.2 | 14.1 | 93 | 0 | 0 | 0 | 83.5674 | -15.8557 | 81.4326 | 0 | 0 | 0 | 31.3293 | 0 | 0 | 350 | 0 | 0
10 | 14 | 6 | 15.3 | 14.1 | 93 | 0 | 0 | 0 | 95.238 | -6.3572 | 69.762 | 0 | 0 | 0 | 31.4374 | 0 | 0 | 350 | 0 | 0
10 | 14 | 7 | 15.5 | 14.1 | 91 | 4 | 0 | 4 | 106.8328 | 3.1188 | 58.1672 | 30.8812 | 0 | 3.6581 | 31.5447 | 3.6581 | 17.3832 | 350 | 17.3832 | 0
10 | 14 | 8 | 15.4 | 14.7 | 96 | 23 | 0 | 23 | 118.953 | 11.6848 | 46.047 | 22.3152 | 0 | 21.0339 | 31.657 | 21.0339 | 99.9532 | 350 | 99.9532 | 0
10 | 14 | 9 | 15.4 | 15.2 | 99 | 64 | 0 | 64 | 132.1302 | 19.3611 | 32.8698 | 14.6389 | 0 | 58.5292 | 31.779 | 58.5292 | 278.1308 | 350 | 278.1308 | 0
10 | 14 | 10 | 15.6 | 15.6 | 100 | 103 | 0 | 103 | 146.7532 | 25.5093 | 18.2468 | 8.4907 | 0 | 94.1954 | 31.9144 | 94.1954 | 447.6167 | 600 | 447.6167 | 0
10 | 14 | 11 | 15.8 | 15.5 | 98 | 132 | 0 | 132 | 162.8743 | 29.534 | 2.1257 | 4.466 | 0 | 120.7165 | 32.0637 | 120.7165 | 573.6447 | 600 | 573.6447 | 0
10 | 14 | 12 | 15.8 | 15.6 | 99 | 147 | 0 | 147 | 179.9889 | 30.9342 | 14.9889 | 3.0658 | 0 | 134.4343 | 32.2221 | 134.4343 | 638.8316 | 600 | 600 | 38.8316
10 | 14 | 13 | 16 | 16 | 100 | 145 | 0 | 145 | 197.0974 | 29.5073 | 32.0974 | 4.4927 | 0 | 132.6052 | 32.3805 | 132.6052 | 630.14 | 600 | 600 | 30.14
10 | 14 | 14 | 15.8 | 15.8 | 100 | 128 | 0 | 128 | 213.2029 | 25.4582 | 48.2029 | 8.5418 | 0 | 117.0584 | 32.5297 | 117.0584 | 556.2615 | 600 | 556.2615 | 0
10 | 14 | 15 | 15.6 | 15.6 | 100 | 97 | 0 | 97 | 227.8053 | 19.2888 | 62.8053 | 14.7112 | 0 | 88.7083 | 32.6649 | 88.7083 | 421.5419 | 600 | 421.5419 | 0
10 | 14 | 16 | 15.4 | 15.4 | 100 | 56 | 0 | 56 | 240.9602 | 11.5937 | 75.9602 | 22.4063 | 0 | 51.2131 | 32.7867 | 51.2131 | 243.3644 | 900 | 243.3644 | 0
10 | 14 | 17 | 15.2 | 15.2 | 100 | 16 | 0 | 16 | 253.0573 | 3.0138 | 88.0573 | 30.9862 | 0 | 14.6323 | 32.8987 | 14.6323 | 69.5327 | 900 | 69.5327 | 0
10 | 14 | 18 | 15 | 15 | 100 | 1 | 0 | 1 | 264.6282 | -6.4889 | 0 | 0 | 0 | 0.91452 | 33.0058 | 0.91452 | 4.3458 | 900 | 4.3458 | 0
10 | 14 | 19 | 14.4 | 13.9 | 97 | 0 | 0 | 0 | 276.2741 | -16.0106 | 0 | 0 | 0 | 0 | 33.1136 | 0 | 0 | 900 | 0 | 0
10 | 14 | 20 | 13.7 | 12.8 | 94 | 0 | 0 | 0 | 288.6791 | -25.2877 | 0 | 0 | 0 | 0 | 33.2285 | 0 | 0 | 800 | 0 | 0
10 | 14 | 21 | 13.7 | 12.6 | 93 | 0 | 0 | 0 | 302.6458 | -33.8541 | 0 | 0 | 0 | 0 | 33.3578 | 0 | 0 | 700 | 0 | 0
10 | 14 | 22 | 13.2 | 12.8 | 97 | 0 | 0 | 0 | 319.0403 | -41.0543 | 0 | 0 | 0 | 0 | 33.5096 | 0 | 0 | 600 | 0 | 0
10 | 14 | 23 | 12.5 | 12.1 | 97 | 0 | 0 | 0 | 338.3965 | -46.0118 | 0 | 0 | 0 | 0 | 33.6889 | 0 | 0 | 500 | 0 | 0
10 | 14 | 24 | 11.3 | 10.5 | 95 | 0 | 0 | 0 | 0.027679 | -47.8126 | 0 | 0 | 0 | 0 | 30.5558 | 0 | 0 | 400 | 0 | 0
10 | 15 | 1 | 10.4 | 9.8 | 96 | 0 | 0 | 0 | 21.666 | -46.0329 | 0 | 0 | 0 | 0 | 30.7562 | 0 | 0 | 350 | 0 | 0
10 | 15 | 2 | 10.2 | 9.8 | 97 | 0 | 0 | 0 | 41.0388 | -41.0947 | 0 | 0 | 0 | 0 | 30.9355 | 0 | 0 | 350 | 0 | 0
10 | 15 | 3 | 9.8 | 9.4 | 97 | 0 | 0 | 0 | 57.4519 | -33.912 | 0 | 0 | 0 | 0 | 31.0875 | 0 | 0 | 350 | 0 | 0
10 | 15 | 4 | 9.4 | 8.6 | 95 | 0 | 0 | 0 | 71.4363 | -25.3632 | 0 | 0 | 0 | 0 | 31.217 | 0 | 0 | 350 | 0 | 0
10 | 15 | 5 | 9.6 | 8.8 | 95 | 0 | 0 | 0 | 83.8577 | -16.106 | 81.1423 | 0 | 0 | 0 | 31.332 | 0 | 0 | 350 | 0 | 0
10 | 15 | 6 | 9.7 | 8.5 | 92 | 0 | 0 | 0 | 95.5191 | -6.6087 | 69.4809 | 0 | 0 | 0 | 31.44 | 0 | 0 | 350 | 0 | 0
10 | 15 | 7 | 9.6 | 8.4 | 92 | 5 | 0 | 5 | 107.1042 | 2.8734 | 57.8958 | 31.1266 | 0 | 4.5726 | 31.5473 | 4.5726 | 21.729 | 350 | 21.729 | 0
10 | 15 | 8 | 10.7 | 9.5 | 92 | 44 | 0 | 44 | 119.2117 | 11.4112 | 45.7883 | 22.5888 | 0 | 40.2388 | 31.6594 | 40.2388 | 191.2149 | 350 | 191.2149 | 0
10 | 15 | 9 | 12.7 | 10.4 | 86 | 127 | 24 | 119 | 132.368 | 19.0625 | 32.632 | 14.9375 | 17.1807 | 108.8277 | 31.7812 | 108.8277 | 517.1494 | 350 | 350 | 167.1494
10 | 15 | 10 | 13.7 | 9.6 | 76 | 207 | 57 | 183 | 146.9544 | 25.1828 | 18.0456 | 8.8172 | 47.5331 | 167.3569 | 31.9162 | 167.3569 | 795.2802 | 600 | 600 | 195.2802
10 | 15 | 11 | 14.3 | 9.2 | 71 | 266 | 70 | 232 | 163.0168 | 29.1816 | 1.9832 | 4.8184 | 62.4504 | 212.1684 | 32.065 | 212.1684 | 1008.224 | 600 | 600 | 408.224
10 | 15 | 12 | 14.8 | 8 | 64 | 296 | 62 | 263 | 180.0536 | 30.5648 | 15.0536 | 3.4352 | 54.966 | 240.5184 | 32.2227 | 240.5184 | 1142.9436 | 600 | 600 | 542.9436
10 | 15 | 13 | 15.3 | 8.7 | 65 | 293 | 61 | 261 | 197.0803 | 29.1342 | 32.0803 | 4.8658 | 49.8665 | 238.6894 | 32.3804 | 238.6894 | 1134.252 | 600 | 600 | 534.252
10 | 15 | 14 | 15.5 | 8.2 | 62 | 258 | 57 | 230 | 213.1173 | 25.0931 | 48.1173 | 8.9069 | 39.3114 | 210.3393 | 32.5289 | 210.3393 | 999.5325 | 600 | 600 | 399.5325
10 | 15 | 15 | 15.4 | 8.3 | 63 | 290 | 308 | 168 | 227.6717 | 18.938 | 62.6717 | 15.062 | 157.6597 | 153.6392 | 32.6636 | 153.6392 | 730.0933 | 600 | 600 | 130.0933
10 | 15 | 16 | 14.7 | 8.4 | 66 | 177 | 292 | 97 | 240.7962 | 11.2587 | 75.7962 | 22.7413 | 86.5578 | 88.7083 | 32.7851 | 88.7083 | 421.5419 | 900 | 421.5419 | 0
10 | 15 | 17 | 13.9 | 9.4 | 74 | 31 | 0 | 31 | 252.8746 | 2.705 | 87.8746 | 31.295 | 0 | 28.3501 | 32.897 | 28.3501 | 134.7196 | 900 | 134.7196 | 0
10 | 15 | 18 | 12.8 | 9.5 | 80 | 1 | 0 | 1 | 264.434 | -6.811 | 0 | 0 | 0 | 0.91452 | 33.004 | 0.91452 | 4.3458 | 900 | 4.3458 | 0
10 | 15 | 19 | 12.1 | 8.9 | 81 | 0 | 0 | 0 | 276.0735 | -16.3308 | 0 | 0 | 0 | 0 | 33.1118 | 0 | 0 | 900 | 0 | 0
10 | 15 | 20 | 11.5 | 8.5 | 82 | 0 | 0 | 0 | 288.4793 | -25.6146 | 0 | 0 | 0 | 0 | 33.2267 | 0 | 0 | 800 | 0 | 0
10 | 15 | 21 | 11.2 | 8.4 | 83 | 0 | 0 | 0 | 302.4611 | -34.1945 | 0 | 0 | 0 | 0 | 33.3561 | 0 | 0 | 700 | 0 | 0
10 | 15 | 22 | 11 | 7.9 | 81 | 0 | 0 | 0 | 318.9001 | -41.4122 | 0 | 0 | 0 | 0 | 33.5083 | 0 | 0 | 600 | 0 | 0
10 | 15 | 23 | 10.5 | 8.7 | 89 | 0 | 0 | 0 | 338.3474 | -46.3832 | 0 | 0 | 0 | 0 | 33.6884 | 0 | 0 | 500 | 0 | 0
10 | 15 | 24 | 10.8 | 9.3 | 90 | 0 | 0 | 0 | 0.10959 | -48.1814 | 0 | 0 | 0 | 0 | 30.5566 | 0 | 0 | 400 | 0 | 0
10 | 16 | 1 | 11.2 | 9.8 | 91 | 0 | 0 | 0 | 21.8689 | -46.3782 | 0 | 0 | 0 | 0 | 30.758 | 0 | 0 | 350 | 0 | 0
10 | 16 | 2 | 12.6 | 10.7 | 88 | 0 | 0 | 0 | 41.311 | -41.4061 | 0 | 0 | 0 | 0 | 30.9381 | 0 | 0 | 350 | 0 | 0
10 | 16 | 3 | 12.6 | 11.5 | 93 | 0 | 0 | 0 | 57.7476 | -34.1927 | 0 | 0 | 0 | 0 | 31.0903 | 0 | 0 | 350 | 0 | 0
10 | 16 | 4 | 12.9 | 12.7 | 99 | 0 | 0 | 0 | 71.732 | -25.6231 | 0 | 0 | 0 | 0 | 31.2197 | 0 | 0 | 350 | 0 | 0
10 | 16 | 5 | 13.3 | 13.1 | 99 | 0 | 0 | 0 | 84.1455 | -16.3558 | 80.8545 | 0 | 0 | 0 | 31.3347 | 0 | 0 | 350 | 0 | 0
10 | 16 | 6 | 13.8 | 13.6 | 99 | 0 | 0 | 0 | 95.7974 | -6.8599 | 69.2026 | 0 | 0 | 0 | 31.4426 | 0 | 0 | 350 | 0 | 0
10 | 16 | 7 | 14.5 | 14.1 | 97 | 1 | 0 | 1 | 107.3723 | 2.6292 | 57.6277 | 31.3708 | 0 | 0.91452 | 31.5497 | 0.91452 | 4.3458 | 350 | 4.3458 | 0
10 | 16 | 8 | 14.8 | 14.3 | 97 | 42 | 0 | 42 | 119.4667 | 11.1377 | 45.5333 | 22.8623 | 0 | 38.4098 | 31.6617 | 38.4098 | 182.5233 | 350 | 182.5233 | 0
10 | 16 | 9 | 15 | 14.5 | 97 | 123 | 16 | 118 | 132.6017 | 18.7643 | 32.3983 | 15.2357 | 11.4198 | 107.9132 | 31.7833 | 107.9132 | 512.8036 | 350 | 350 | 162.8036
10 | 16 | 10 | 15.4 | 14.9 | 97 | 202 | 43 | 184 | 147.1512 | 24.8571 | 17.8488 | 9.1429 | 35.7527 | 168.2715 | 31.9181 | 168.2715 | 799.626 | 600 | 600 | 199.626
10 | 16 | 11 | 16.4 | 14.5 | 89 | 415 | 446 | 196 | 163.1552 | 28.8306 | 1.8448 | 5.1694 | 396.6752 | 179.2457 | 32.0663 | 179.2457 | 851.7755 | 600 | 600 | 251.7755
10 | 16 | 12 | 16 | 13.7 | 86 | 290 | 92 | 241 | 180.1149 | 30.1974 | 15.1149 | 3.8026 | 81.2892 | 220.399 | 32.2233 | 220.399 | 1047.3362 | 600 | 600 | 447.3362
10 | 16 | 13 | 15.5 | 13.6 | 88 | 287 | 63 | 254 | 197.061 | 28.7635 | 32.061 | 5.2365 | 51.3048 | 232.2878 | 32.3802 | 232.2878 | 1103.8315 | 600 | 600 | 503.8315
10 | 16 | 14 | 15.5 | 12.9 | 84 | 252 | 58 | 224 | 213.0305 | 24.7307 | 48.0305 | 9.2693 | 39.8162 | 204.8522 | 32.5281 | 204.8522 | 973.4577 | 600 | 600 | 373.4577
10 | 16 | 15 | 16.3 | 12.5 | 78 | 189 | 41 | 173 | 227.5374 | 18.5901 | 62.5374 | 15.4099 | 20.8575 | 158.2118 | 32.6624 | 158.2118 | 751.8222 | 600 | 600 | 151.8222
10 | 16 | 16 | 15.3 | 12.6 | 84 | 107 | 16 | 103 | 240.6317 | 10.9268 | 75.6317 | 23.0732 | 4.6944 | 94.1954 | 32.7836 | 94.1954 | 447.6167 | 900 | 447.6167 | 0
10 | 16 | 17 | 14.9 | 11.8 | 82 | 29 | 0 | 29 | 252.6914 | 2.4013 | 87.6914 | 31.5987 | 0 | 26.521 | 32.8953 | 26.521 | 126.028 | 900 | 126.028 | 0
10 | 16 | 18 | 15 | 12.1 | 83 | 1 | 0 | 1 | 264.2389 | -7.1295 | 0 | 0 | 0 | 0.91452 | 33.0022 | 0.91452 | 4.3458 | 900 | 4.3458 | 0
10 | 16 | 19 | 15.1 | 12.6 | 85 | 0 | 0 | 0 | 275.8717 | -16.6476 | 0 | 0 | 0 | 0 | 33.1099 | 0 | 0 | 900 | 0 | 0
10 | 16 | 20 | 14.9 | 12.9 | 88 | 0 | 0 | 0 | 288.2776 | -25.938 | 0 | 0 | 0 | 0 | 33.2248 | 0 | 0 | 800 | 0 | 0
10 | 16 | 21 | 14.8 | 12.6 | 87 | 0 | 0 | 0 | 302.2738 | -34.5315 | 0 | 0 | 0 | 0 | 33.3544 | 0 | 0 | 700 | 0 | 0
10 | 16 | 22 | 14.6 | 12 | 84 | 0 | 0 | 0 | 318.7565 | -41.7669 | 0 | 0 | 0 | 0 | 33.507 | 0 | 0 | 600 | 0 | 0
10 | 16 | 23 | 14.5 | 12.3 | 87 | 0 | 0 | 0 | 338.2948 | -46.752 | 0 | 0 | 0 | 0 | 33.6879 | 0 | 0 | 500 | 0 | 0
10 | 16 | 24 | 14.5 | 12.7 | 89 | 0 | 0 | 0 | 0.18891 | -48.5481 | 0 | 0 | 0 | 0 | 30.5573 | 0 | 0 | 400 | 0 | 0
10 | 17 | 1 | 14.6 | 13.2 | 91 | 0 | 0 | 0 | 22.0702 | -46.7217 | 0 | 0 | 0 | 0 | 30.7599 | 0 | 0 | 350 | 0 | 0
10 | 17 | 2 | 14.9 | 13.5 | 91 | 0 | 0 | 0 | 41.5817 | -41.716 | 0 | 0 | 0 | 0 | 30.9406 | 0 | 0 | 350 | 0 | 0
10 | 17 | 3 | 15.1 | 13.7 | 91 | 0 | 0 | 0 | 58.0412 | -34.4724 | 0 | 0 | 0 | 0 | 31.093 | 0 | 0 | 350 | 0 | 0
10 | 17 | 4 | 15.1 | 13.7 | 91 | 0 | 0 | 0 | 72.0254 | -25.8822 | 0 | 0 | 0 | 0 | 31.2225 | 0 | 0 | 350 | 0 | 0
10 | 17 | 5 | 14.8 | 14.1 | 96 | 0 | 0 | 0 | 84.4306 | -16.6053 | 80.5694 | 0 | 0 | 0 | 31.3373 | 0 | 0 | 350 | 0 | 0
10 | 17 | 6 | 13 | 12.6 | 97 | 0 | 0 | 0 | 96.0726 | -7.1107 | 68.9274 | 0 | 0 | 0 | 31.4451 | 0 | 0 | 350 | 0 | 0
10 | 17 | 7 | 12.1 | 11.7 | 97 | 1 | 0 | 1 | 107.637 | 2.3865 | 57.363 | 31.6135 | 0 | 0.91452 | 31.5522 | 0.91452 | 4.3458 | 350 | 4.3458 | 0
10 | 17 | 8 | 11.9 | 11.1 | 95 | 40 | 0 | 40 | 119.7178 | 10.8644 | 45.2822 | 23.1356 | 0 | 36.5808 | 31.6641 | 36.5808 | 173.8317 | 350 | 173.8317 | 0
10 | 17 | 9 | 12.4 | 8.4 | 77 | 121 | 23 | 115 | 132.8312 | 18.4665 | 32.1688 | 15.5335 | 16.3661 | 105.1697 | 31.7855 | 105.1697 | 499.7662 | 350 | 350 | 149.7662
10 | 17 | 10 | 12 | 9.2 | 83 | 200 | 55 | 178 | 147.3435 | 24.5323 | 17.6565 | 9.4677 | 45.5933 | 162.7843 | 31.9198 | 162.7843 | 773.5512 | 600 | 600 | 173.5512
10 | 17 | 11 | 13.5 | 7.9 | 69 | 424 | 495 | 184 | 163.2894 | 28.4811 | 1.7106 | 5.5189 | 438.8864 | 168.2715 | 32.0675 | 168.2715 | 799.626 | 600 | 600 | 199.626
10 | 17 | 12 | 14.1 | 6.9 | 62 | 473 | 673 | 120 | 180.173 | 29.8321 | 15.173 | 4.1679 | 592.6408 | 109.7423 | 32.2238 | 109.7423 | 521.4952 | 600 | 521.4952 | 0
10 | 17 | 13 | 13.6 | 5.8 | 59 | 468 | 673 | 119 | 197.0395 | 28.3954 | 32.0395 | 5.6046 | 545.9642 | 108.8277 | 32.38 | 108.8277 | 517.1494 | 600 | 517.1494 | 0
10 | 17 | 14 | 13.9 | 6.5 | 61 | 375 | 419 | 178 | 212.9424 | 24.3712 | 47.9424 | 9.6288 | 286.3075 | 162.7843 | 32.5272 | 162.7843 | 773.5512 | 600 | 600 | 173.5512
10 | 17 | 15 | 12.5 | 7.8 | 73 | 296 | 395 | 145 | 227.4024 | 18.2452 | 62.4024 | 15.7548 | 199.7067 | 132.6052 | 32.6611 | 132.6052 | 630.14 | 600 | 600 | 30.14
10 | 17 | 16 | 13.1 | 7.6 | 69 | 166 | 283 | 92 | 240.4666 | 10.5982 | 75.4666 | 23.4018 | 82.1859 | 84.1357 | 32.7821 | 84.1357 | 399.813 | 900 | 399.813 | 0
10 | 17 | 17 | 12.8 | 7.7 | 71 | 40 | 16 | 38 | 252.5076 | 2.1029 | 87.5076 | 31.8971 | 0.87557 | 34.7517 | 32.8936 | 34.7517 | 165.1401 | 900 | 165.1401 | 0
10 | 17 | 18 | 12.4 | 8.2 | 76 | 1 | 0 | 1 | 264.043 | -7.4445 | 0 | 0 | 0 | 0.91452 | 33.0004 | 0.91452 | 4.3458 | 900 | 4.3458 | 0
10 | 17 | 19 | 12.5 | 7.4 | 71 | 0 | 0 | 0 | 275.6687 | -16.9608 | 0 | 0 | 0 | 0 | 33.108 | 0 | 0 | 900 | 0 | 0
10 | 17 | 20 | 12.2 | 6.6 | 69 | 0 | 0 | 0 | 288.0741 | -26.2579 | 0 | 0 | 0 | 0 | 33.2229 | 0 | 0 | 800 | 0 | 0
10 | 17 | 21 | 11.9 | 6 | 67 | 0 | 0 | 0 | 302.0838 | -34.865 | 0 | 0 | 0 | 0 | 33.3526 | 0 | 0 | 700 | 0 | 0
10 | 17 | 22 | 11.1 | 5 | 66 | 0 | 0 | 0 | 318.6094 | -42.1184 | 0 | 0 | 0 | 0 | 33.5056 | 0 | 0 | 600 | 0 | 0
10 | 17 | 23 | 10.7 | 4.2 | 64 | 0 | 0 | 0 | 338.2386 | -47.1179 | 0 | 0 | 0 | 0 | 33.6874 | 0 | 0 | 500 | 0 | 0
10 | 17 | 24 | 9.9 | 5.8 | 76 | 0 | 0 | 0 | 0.26548 | -48.9125 | 0 | 0 | 0 | 0 | 30.558 | 0 | 0 | 400 | 0 | 0
10 | 18 | 1 | 9.2 | 6.2 | 81 | 0 | 0 | 0 | 22.2696 | -47.0633 | 0 | 0 | 0 | 0 | 30.7618 | 0 | 0 | 350 | 0 | 0
10 | 18 | 2 | 8.7 | 5.9 | 83 | 0 | 0 | 0 | 41.8506 | -42.0244 | 0 | 0 | 0 | 0 | 30.9431 | 0 | 0 | 350 | 0 | 0
10 | 18 | 3 | 8.3 | 5.4 | 82 | 0 | 0 | 0 | 58.3327 | -34.7508 | 0 | 0 | 0 | 0 | 31.0957 | 0 | 0 | 350 | 0 | 0
10 | 18 | 4 | 7.1 | 4.8 | 85 | 0 | 0 | 0 | 72.3162 | -26.1405 | 0 | 0 | 0 | 0 | 31.2252 | 0 | 0 | 350 | 0 | 0
10 | 18 | 5 | 7.7 | 4.3 | 79 | 0 | 0 | 0 | 84.7129 | -16.8542 | 80.2871 | 0 | 0 | 0 | 31.3399 | 0 | 0 | 350 | 0 | 0
10 | 18 | 6 | 8.2 | 6 | 86 | 0 | 0 | 0 | 96.3447 | -7.3612 | 68.6553 | 0 | 0 | 0 | 31.4476 | 0 | 0 | 350 | 0 | 0
10 | 18 | 7 | 7.1 | 5.8 | 91 | 4 | 0 | 4 | 107.8981 | 2.1454 | 57.1019 | 31.8546 | 0 | 3.6581 | 31.5546 | 3.6581 | 17.3832 | 350 | 17.3832 | 0
10 | 18 | 8 | 8.5 | 6.8 | 89 | 63 | 74 | 53 | 119.9651 | 10.5915 | 45.0349 | 23.4085 | 40.0205 | 48.4695 | 31.6663 | 48.4695 | 230.327 | 350 | 230.327 | 0
10 | 18 | 9 | 11.9 | 8.3 | 79 | 177 | 250 | 107 | 133.0563 | 18.1692 | 31.9437 | 15.8308 | 177.342 | 97.8535 | 31.7876 | 97.8535 | 464.9999 | 350 | 350 | 114.9999
10 | 18 | 10 | 12.1 | 8.7 | 80 | 296 | 372 | 147 | 147.5313 | 24.2084 | 17.4687 | 9.7916 | 307.439 | 134.4343 | 31.9216 | 134.4343 | 638.8316 | 600 | 600 | 38.8316
10 | 18 | 11 | 12.8 | 8.4 | 75 | 383 | 455 | 165 | 163.4193 | 28.1332 | 1.5807 | 5.8668 | 402.1513 | 150.8956 | 32.0687 | 150.8956 | 717.0559 | 600 | 600 | 117.0559
10 | 18 | 12 | 12.8 | 8.4 | 75 | 427 | 418 | 210 | 180.2276 | 29.4691 | 15.2276 | 4.5309 | 366.8371 | 192.0489 | 32.2243 | 192.0489 | 912.6166 | 600 | 600 | 312.6166
10 | 18 | 13 | 13.8 | 8 | 68 | 460 | 621 | 141 | 197.0157 | 28.0301 | 32.0157 | 5.9699 | 501.8418 | 128.9471 | 32.3798 | 128.9471 | 612.7569 | 600 | 600 | 12.7569
10 | 18 | 14 | 14 | 8.2 | 68 | 402 | 523 | 158 | 212.853 | 24.0148 | 47.853 | 9.9852 | 355.72 | 144.494 | 32.5264 | 144.494 | 686.6353 | 600 | 600 | 86.6353
10 | 18 | 15 | 13.8 | 8.4 | 70 | 290 | 430 | 128 | 227.2666 | 17.9036 | 62.2666 | 16.0964 | 216.0677 | 117.0584 | 32.6599 | 117.0584 | 556.2615 | 600 | 556.2615 | 0
10 | 18 | 16 | 13.1 | 8.3 | 73 | 165 | 300 | 88 | 240.301 | 10.273 | 75.301 | 23.727 | 86.2393 | 80.4777 | 32.7806 | 80.4777 | 382.4298 | 900 | 382.4298 | 0
10 | 18 | 17 | 11.4 | 7.3 | 76 | 40 | 35 | 36 | 252.3231 | 1.8105 | 87.3231 | 32.1895 | 1.8303 | 32.9227 | 32.8919 | 32.9227 | 156.4486 | 900 | 156.4486 | 0
10 | 18 | 18 | 10.5 | 6.7 | 77 | 1 | 0 | 1 | 263.8463 | -7.7559 | 0 | 0 | 0 | 0.91452 | 32.9986 | 0.91452 | 4.3458 | 900 | 4.3458 | 0
10 | 18 | 19 | 10.6 | 7.7 | 82 | 0 | 0 | 0 | 275.4643 | -17.2704 | 0 | 0 | 0 | 0 | 33.1062 | 0 | 0 | 900 | 0 | 0
10 | 18 | 20 | 11.5 | 6.7 | 72 | 0 | 0 | 0 | 287.8687 | -26.574 | 0 | 0 | 0 | 0 | 33.221 | 0 | 0 | 800 | 0 | 0
10 | 18 | 21 | 11.6 | 7.3 | 75 | 0 | 0 | 0 | 301.8911 | -35.1948 | 0 | 0 | 0 | 0 | 33.3508 | 0 | 0 | 700 | 0 | 0
10 | 18 | 22 | 11.6 | 5.8 | 68 | 0 | 0 | 0 | 318.4588 | -42.4665 | 0 | 0 | 0 | 0 | 33.5042 | 0 | 0 | 600 | 0 | 0
10 | 18 | 23 | 11.6 | 6.6 | 71 | 0 | 0 | 0 | 338.1787 | -47.481 | 0 | 0 | 0 | 0 | 33.6868 | 0 | 0 | 500 | 0 | 0
10 | 18 | 24 | 11.1 | 6.7 | 74 | 0 | 0 | 0 | 0.33912 | -49.2745 | 0 | 0 | 0 | 0 | 30.5587 | 0 | 0 | 400 | 0 | 0
10 | 19 | 1 | 11.9 | 6.7 | 70 | 0 | 0 | 0 | 22.4669 | -47.403 | 0 | 0 | 0 | 0 | 30.7636 | 0 | 0 | 350 | 0 | 0
10 | 19 | 2 | 11.6 | 7.5 | 76 | 0 | 0 | 0 | 42.1175 | -42.3312 | 0 | 0 | 0 | 0 | 30.9455 | 0 | 0 | 350 | 0 | 0
10 | 19 | 3 | 11.2 | 6.3 | 72 | 0 | 0 | 0 | 58.6219 | -35.0281 | 0 | 0 | 0 | 0 | 31.0984 | 0 | 0 | 350 | 0 | 0
10 | 19 | 4 | 10.6 | 7 | 78 | 0 | 0 | 0 | 72.6044 | -26.398 | 0 | 0 | 0 | 0 | 31.2278 | 0 | 0 | 350 | 0 | 0
10 | 19 | 5 | 11.4 | 7.3 | 76 | 0 | 0 | 0 | 84.9922 | -17.1027 | 80.0078 | 0 | 0 | 0 | 31.3425 | 0 | 0 | 350 | 0 | 0
10 | 19 | 6 | 10.1 | 6.9 | 80 | 0 | 0 | 0 | 96.6135 | -7.6114 | 68.3865 | 0 | 0 | 0 | 31.4501 | 0 | 0 | 350 | 0 | 0
10 | 19 | 7 | 10.7 | 5.7 | 71 | 3 | 0 | 3 | 108.1557 | 1.9063 | 56.8443 | 32.0937 | 0 | 2.7436 | 31.557 | 2.7436 | 13.0374 | 350 | 13.0374 | 0
10 | 19 | 8 | 11 | 5.1 | 67 | 60 | 67 | 50 | 120.2083 | 10.319 | 44.7917 | 23.681 | 36.1083 | 45.7259 | 31.6686 | 45.7259 | 217.2897 | 350 | 217.2897 | 0
10 | 19 | 9 | 12.3 | 5.2 | 62 | 190 | 335 | 97 | 133.277 | 17.8725 | 31.723 | 16.1275 | 236.8877 | 88.7083 | 31.7896 | 88.7083 | 421.5419 | 350 | 350 | 71.5419
10 | 19 | 10 | 13.1 | 5.4 | 60 | 311 | 457 | 131 | 147.7145 | 23.8857 | 17.2855 | 10.1143 | 376.521 | 119.802 | 31.9233 | 119.802 | 569.2989 | 600 | 569.2989 | 0
10 | 19 | 11 | 13.6 | 6.6 | 63 | 379 | 397 | 191 | 163.5449 | 27.7871 | 1.4551 | 6.2129 | 349.7717 | 174.6731 | 32.0699 | 174.6731 | 830.0465 | 600 | 600 | 230.0465
10 | 19 | 12 | 13.7 | 5.2 | 56 | 466 | 602 | 157 | 180.2787 | 29.1085 | 15.2787 | 4.8915 | 526.5069 | 143.5794 | 32.2248 | 143.5794 | 682.2895 | 600 | 600 | 82.2895
10 | 19 | 13 | 13.8 | 7.3 | 65 | 417 | 460 | 183 | 196.9896 | 27.6676 | 31.9896 | 6.3324 | 370.3009 | 167.3569 | 32.3795 | 167.3569 | 795.2802 | 600 | 600 | 195.2802
10 | 19 | 14 | 12.5 | 5.7 | 63 | 345 | 360 | 180 | 212.7622 | 23.6614 | 47.7622 | 10.3386 | 243.7245 | 164.6134 | 32.5256 | 164.6134 | 782.2428 | 600 | 600 | 182.2428
10 | 19 | 15 | 10.9 | 7.6 | 80 | 235 | 204 | 159 | 227.13 | 17.5652 | 62.13 | 16.4348 | 101.88 | 145.4085 | 32.6586 | 145.4085 | 690.9811 | 600 | 600 | 90.9811
10 | 19 | 16 | 12.7 | 6.4 | 65 | 147 | 144 | 111 | 240.1349 | 9.9512 | 75.1349 | 24.0488 | 40.9775 | 101.5116 | 32.779 | 101.5116 | 482.3831 | 900 | 482.3831 | 0
10 | 19 | 17 | 11.7 | 6.2 | 69 | 37 | 14 | 35 | 252.1381 | 1.5243 | 87.1381 | 32.4757 | 0.69948 | 32.0082 | 32.8902 | 32.0082 | 152.1028 | 900 | 152.1028 | 0
10 | 19 | 18 | 11 | 5.6 | 69 | 0 | 0 | 0 | 263.6487 | -8.0633 | 0 | 0 | 0 | 0 | 32.9967 | 0 | 0 | 900 | 0 | 0
10 | 19 | 19 | 11.3 | 5.2 | 66 | 0 | 0 | 0 | 275.2588 | -17.5763 | 0 | 0 | 0 | 0 | 33.1042 | 0 | 0 | 900 | 0 | 0
10 | 19 | 20 | 11.4 | 4.3 | 62 | 0 | 0 | 0 | 287.6614 | -26.8863 | 0 | 0 | 0 | 0 | 33.2191 | 0 | 0 | 800 | 0 | 0
10 | 19 | 21 | 11.2 | 4.8 | 65 | 0 | 0 | 0 | 301.6957 | -35.5207 | 0 | 0 | 0 | 0 | 33.349 | 0 | 0 | 700 | 0 | 0
10 | 19 | 22 | 11.3 | 5.2 | 66 | 0 | 0 | 0 | 318.3046 | -42.811 | 0 | 0 | 0 | 0 | 33.5028 | 0 | 0 | 600 | 0 | 0
10 | 19 | 23 | 11.4 | 4.8 | 64 | 0 | 0 | 0 | 338.1149 | -47.8411 | 0 | 0 | 0 | 0 | 33.6862 | 0 | 0 | 500 | 0 | 0
10 | 19 | 24 | 11.1 | 4.7 | 65 | 0 | 0 | 0 | 0.40965 | -49.6341 | 0 | 0 | 0 | 0 | 30.5593 | 0 | 0 | 400 | 0 | 0
10 | 20 | 1 | 10.9 | 5.2 | 68 | 0 | 0 | 0 | 22.662 | -47.7406 | 0 | 0 | 0 | 0 | 30.7654 | 0 | 0 | 350 | 0 | 0
10 | 20 | 2 | 11.6 | 7 | 73 | 0 | 0 | 0 | 42.3822 | -42.6363 | 0 | 0 | 0 | 0 | 30.948 | 0 | 0 | 350 | 0 | 0
10 | 20 | 3 | 11.3 | 6.7 | 73 | 0 | 0 | 0 | 58.9087 | -35.3041 | 0 | 0 | 0 | 0 | 31.101 | 0 | 0 | 350 | 0 | 0
10 | 20 | 4 | 12 | 6.6 | 69 | 0 | 0 | 0 | 72.8898 | -26.6547 | 0 | 0 | 0 | 0 | 31.2305 | 0 | 0 | 350 | 0 | 0
10 | 20 | 5 | 11.9 | 6.7 | 70 | 0 | 0 | 0 | 85.2684 | -17.3506 | 79.7316 | 0 | 0 | 0 | 31.3451 | 0 | 0 | 350 | 0 | 0
10 | 20 | 6 | 11.7 | 8 | 78 | 0 | 0 | 0 | 96.8789 | -7.8611 | 68.1211 | 0 | 0 | 0 | 31.4526 | 0 | 0 | 350 | 0 | 0
10 | 20 | 7 | 12 | 7.5 | 74 | 2 | 0 | 2 | 108.4095 | 1.6693 | 56.5905 | 32.3307 | 0 | 1.829 | 31.5593 | 1.829 | 8.6916 | 350 | 8.6916 | 0
10 | 20 | 8 | 12 | 7.5 | 74 | 34 | 0 | 34 | 120.4474 | 10.0469 | 44.5526 | 23.9531 | 0 | 31.0936 | 31.6708 | 31.0936 | 147.757 | 350 | 147.757 | 0
10 | 20 | 9 | 12.8 | 7.7 | 71 | 113 | 20 | 107 | 133.4933 | 17.5765 | 31.5067 | 16.4235 | 14.097 | 97.8535 | 31.7916 | 97.8535 | 464.9999 | 350 | 350 | 114.9999
10 | 20 | 10 | 13.1 | 7.8 | 70 | 191 | 65 | 166 | 147.8931 | 23.5642 | 17.1069 | 10.4358 | 53.3855 | 151.8101 | 31.9249 | 151.8101 | 721.4017 | 600 | 600 | 121.4017
10 | 20 | 11 | 13.6 | 7.8 | 68 | 249 | 68 | 217 | 163.6662 | 27.4427 | 1.3338 | 6.5573 | 59.718 | 198.4506 | 32.071 | 198.4506 | 943.0371 | 600 | 600 | 343.0371
10 | 20 | 12 | 13.6 | 8 | 69 | 278 | 60 | 247 | 180.3264 | 28.7503 | 15.3264 | 5.2497 | 52.295 | 225.8861 | 32.2252 | 225.8861 | 1073.4109 | 600 | 600 | 473.4109
10 | 20 | 13 | 13.8 | 8.4 | 70 | 274 | 60 | 244 | 196.9612 | 27.3081 | 31.9612 | 6.6919 | 48.1135 | 223.1426 | 32.3793 | 223.1426 | 1060.3736 | 600 | 600 | 460.3736
10 | 20 | 14 | 13.5 | 8.3 | 71 | 238 | 54 | 214 | 212.6701 | 23.3113 | 47.6701 | 10.6887 | 36.3902 | 195.707 | 32.5247 | 195.707 | 929.9998 | 600 | 600 | 329.9998
10 | 20 | 15 | 14.8 | 9.2 | 69 | 175 | 49 | 157 | 226.9926 | 17.2302 | 61.9926 | 16.7698 | 24.3224 | 143.5794 | 32.6573 | 143.5794 | 682.2895 | 600 | 600 | 82.2895
10 | 20 | 16 | 13.8 | 8 | 68 | 95 | 10 | 92 | 239.9681 | 9.6332 | 74.9681 | 24.3668 | 2.8172 | 84.1357 | 32.7775 | 84.1357 | 399.813 | 900 | 399.813 | 0
10 | 20 | 17 | 13.8 | 7.8 | 67 | 20 | 0 | 20 | 251.9525 | 1.2448 | 86.9525 | 32.7552 | 0 | 18.2904 | 32.8884 | 18.2904 | 86.9159 | 900 | 86.9159 | 0
10 | 20 | 18 | 13.6 | 7.5 | 67 | 0 | 0 | 0 | 263.4503 | -8.3669 | 0 | 0 | 0 | 0 | 32.9949 | 0 | 0 | 900 | 0 | 0
10 | 20 | 19 | 13.4 | 8.4 | 72 | 0 | 0 | 0 | 275.052 | -17.8781 | 0 | 0 | 0 | 0 | 33.1023 | 0 | 0 | 900 | 0 | 0
10 | 20 | 20 | 13 | 9.1 | 77 | 0 | 0 | 0 | 287.4523 | -27.1946 | 0 | 0 | 0 | 0 | 33.2172 | 0 | 0 | 800 | 0 | 0
10 | 20 | 21 | 12.9 | 9.6 | 80 | 0 | 0 | 0 | 301.4976 | -35.8428 | 0 | 0 | 0 | 0 | 33.3472 | 0 | 0 | 700 | 0 | 0
10 | 20 | 22 | 12.6 | 9.3 | 80 | 0 | 0 | 0 | 318.1467 | -43.1519 | 0 | 0 | 0 | 0 | 33.5014 | 0 | 0 | 600 | 0 | 0
10 | 20 | 23 | 12.8 | 9.5 | 80 | 0 | 0 | 0 | 338.0471 | -48.1979 | 0 | 0 | 0 | 0 | 33.6856 | 0 | 0 | 500 | 0 | 0
10 | 20 | 24 | 12.7 | 9.6 | 81 | 0 | 0 | 0 | 0.47692 | -49.9911 | 0 | 0 | 0 | 0 | 30.56 | 0 | 0 | 400 | 0 | 0
10 | 21 | 1 | 13.4 | 9.9 | 79 | 0 | 0 | 0 | 22.8546 | -48.0761 | 0 | 0 | 0 | 0 | 30.7672 | 0 | 0 | 350 | 0 | 0
10 | 21 | 2 | 13.6 | 10.8 | 83 | 0 | 0 | 0 | 42.6447 | -42.9397 | 0 | 0 | 0 | 0 | 30.9504 | 0 | 0 | 350 | 0 | 0
10 | 21 | 3 | 13.7 | 10.9 | 83 | 0 | 0 | 0 | 59.1929 | -35.5789 | 0 | 0 | 0 | 0 | 31.1036 | 0 | 0 | 350 | 0 | 0
10 | 21 | 4 | 14 | 11.2 | 83 | 0 | 0 | 0 | 73.1723 | -26.9105 | 0 | 0 | 0 | 0 | 31.2331 | 0 | 0 | 350 | 0 | 0
10 | 21 | 5 | 14.1 | 12.1 | 88 | 0 | 0 | 0 | 85.5415 | -17.5979 | 79.4585 | 0 | 0 | 0 | 31.3476 | 0 | 0 | 350 | 0 | 0
10 | 21 | 6 | 14.3 | 12.7 | 90 | 0 | 0 | 0 | 97.1408 | -8.1104 | 67.8592 | 0 | 0 | 0 | 31.455 | 0 | 0 | 350 | 0 | 0
10 | 21 | 7 | 14.5 | 13.1 | 91 | 1 | 0 | 1 | 108.6595 | 1.4349 | 56.3405 | 32.5651 | 0 | 0.91452 | 31.5617 | 0.91452 | 4.3458 | 350 | 4.3458 | 0
10 | 21 | 8 | 14.5 | 13.6 | 94 | 16 | 0 | 16 | 120.6823 | 9.7754 | 44.3177 | 24.2246 | 0 | 14.6323 | 31.673 | 14.6323 | 69.5327 | 350 | 69.5327 | 0
10 | 21 | 9 | 14.6 | 13.9 | 96 | 54 | 0 | 54 | 133.705 | 17.2813 | 31.295 | 16.7187 | 0 | 49.384 | 31.7936 | 49.384 | 234.6728 | 350 | 234.6728 | 0
10 | 21 | 10 | 15.1 | 14 | 93 | 186 | 65 | 161 | 148.067 | 23.2439 | 16.933 | 10.7561 | 53.2159 | 147.2375 | 31.9265 | 147.2375 | 699.6727 | 600 | 600 | 99.6727
10 | 21 | 11 | 14.9 | 14.6 | 98 | 120 | 0 | 120 | 163.7831 | 27.1004 | 1.2169 | 6.8996 | 0 | 109.7423 | 32.0721 | 109.7423 | 521.4952 | 600 | 521.4952 | 0
10 | 21 | 12 | 15.3 | 15.1 | 99 | 210 | 19 | 200 | 180.3707 | 28.3948 | 15.3707 | 5.6052 | 16.5028 | 182.9038 | 32.2257 | 182.9038 | 869.1587 | 600 | 600 | 269.1587
10 | 21 | 13 | 15.8 | 15.6 | 99 | 267 | 91 | 222 | 196.9304 | 26.9516 | 31.9304 | 7.0484 | 72.6898 | 203.0232 | 32.379 | 203.0232 | 964.7661 | 600 | 600 | 364.7661
10 | 21 | 14 | 15.5 | 15.5 | 100 | 115 | 0 | 115 | 212.5766 | 22.9645 | 47.5766 | 11.0355 | 0 | 105.1697 | 32.5239 | 105.1697 | 499.7662 | 600 | 499.7662 | 0
10 | 21 | 15 | 15.8 | 15.8 | 100 | 84 | 0 | 84 | 226.8545 | 16.8988 | 61.8545 | 17.1012 | 0 | 76.8196 | 32.6561 | 76.8196 | 365.0466 | 600 | 365.0466 | 0
10 | 21 | 16 | 15.8 | 15.5 | 98 | 91 | 15 | 87 | 239.8008 | 9.3189 | 74.8008 | 24.6811 | 4.1838 | 79.5631 | 32.7759 | 79.5631 | 378.084 | 900 | 378.084 | 0
10 | 21 | 17 | 15.7 | 15 | 96 | 9 | 0 | 9 | 251.7662 | 0.97266 | 86.7662 | 33.0273 | 0 | 8.2307 | 32.8867 | 8.2307 | 39.1121 | 900 | 39.1121 | 0
10 | 21 | 18 | 15.5 | 15.2 | 98 | 0 | 0 | 0 | 263.2511 | -8.6665 | 0 | 0 | 0 | 0 | 32.9931 | 0 | 0 | 900 | 0 | 0
10 | 21 | 19 | 15.3 | 15.1 | 99 | 0 | 0 | 0 | 274.844 | -18.176 | 0 | 0 | 0 | 0 | 33.1004 | 0 | 0 | 900 | 0 | 0
10 | 21 | 20 | 15.4 | 15.2 | 99 | 0 | 0 | 0 | 287.2413 | -27.4987 | 0 | 0 | 0 | 0 | 33.2152 | 0 | 0 | 800 | 0 | 0
10 | 21 | 21 | 15.5 | 15.2 | 98 | 0 | 0 | 0 | 301.2967 | -36.1608 | 0 | 0 | 0 | 0 | 33.3453 | 0 | 0 | 700 | 0 | 0
10 | 21 | 22 | 15.6 | 15.1 | 97 | 0 | 0 | 0 | 317.9852 | -43.4889 | 0 | 0 | 0 | 0 | 33.4999 | 0 | 0 | 600 | 0 | 0
10 | 21 | 23 | 15.5 | 15 | 97 | 0 | 0 | 0 | 337.9751 | -48.5515 | 0 | 0 | 0 | 0 | 33.685 | 0 | 0 | 500 | 0 | 0
10 | 21 | 24 | 15.5 | 15 | 97 | 0 | 0 | 0 | 0.54073 | -50.3454 | 0 | 0 | 0 | 0 | 30.5606 | 0 | 0 | 400 | 0 | 0
10 | 22 | 1 | 15.5 | 15.2 | 98 | 0 | 0 | 0 | 23.0447 | -48.4094 | 0 | 0 | 0 | 0 | 30.7689 | 0 | 0 | 350 | 0 | 0
10 | 22 | 2 | 15.4 | 15.2 | 99 | 0 | 0 | 0 | 42.9046 | -43.2414 | 0 | 0 | 0 | 0 | 30.9528 | 0 | 0 | 350 | 0 | 0
10 | 22 | 3 | 15.4 | 15.1 | 98 | 0 | 0 | 0 | 59.4742 | -35.8524 | 0 | 0 | 0 | 0 | 31.1062 | 0 | 0 | 350 | 0 | 0
10 | 22 | 4 | 15.3 | 15.1 | 99 | 0 | 0 | 0 | 73.4517 | -27.1654 | 0 | 0 | 0 | 0 | 31.2357 | 0 | 0 | 350 | 0 | 0
10 | 22 | 5 | 15.2 | 15 | 99 | 0 | 0 | 0 | 85.8111 | -17.8447 | 79.1889 | 0 | 0 | 0 | 31.3501 | 0 | 0 | 350 | 0 | 0
10 | 22 | 6 | 15.5 | 15 | 97 | 0 | 0 | 0 | 97.3992 | -8.3591 | 67.6008 | 0 | 0 | 0 | 31.4574 | 0 | 0 | 350 | 0 | 0
10 | 22 | 7 | 15.3 | 14.8 | 97 | 1 | 0 | 1 | 108.9056 | 1.2032 | 56.0944 | 32.7968 | 0 | 0.91452 | 31.5639 | 0.91452 | 4.3458 | 350 | 4.3458 | 0
10 | 22 | 8 | 15.5 | 15.2 | 98 | 30 | 0 | 30 | 120.9129 | 9.5045 | 44.0871 | 24.4955 | 0 | 27.4356 | 31.6751 | 27.4356 | 130.3738 | 350 | 130.3738 | 0
10 | 22 | 9 | 15.7 | 14.8 | 94 | 106 | 12 | 103 | 133.9121 | 16.987 | 31.0879 | 17.013 | 8.4023 | 94.1954 | 31.7955 | 94.1954 | 447.6167 | 350 | 350 | 97.6167
10 | 22 | 10 | 16.1 | 14.2 | 88 | 183 | 62 | 159 | 148.2362 | 22.925 | 16.7638 | 11.075 | 50.5963 | 145.4085 | 31.9281 | 145.4085 | 690.9811 | 600 | 600 | 90.9811
10 | 22 | 11 | 16 | 14.6 | 91 | 119 | 0 | 119 | 163.8956 | 26.7601 | 1.1044 | 7.2399 | 0 | 108.8277 | 32.0731 | 108.8277 | 517.1494 | 600 | 517.1494 | 0
10 | 22 | 12 | 15.9 | 14.6 | 92 | 133 | 0 | 133 | 180.4114 | 28.0419 | 15.4114 | 5.9581 | 0 | 121.631 | 32.226 | 121.631 | 577.9905 | 600 | 577.9905 | 0
10 | 22 | 13 | 15.9 | 14.5 | 91 | 131 | 0 | 131 | 196.8973 | 26.5983 | 31.8973 | 7.4017 | 0 | 119.802 | 32.3787 | 119.802 | 569.2989 | 600 | 569.2989 | 0
10 | 22 | 14 | 16.1 | 14.5 | 90 | 113 | 0 | 113 | 212.4817 | 22.6213 | 47.4817 | 11.3787 | 0 | 103.3406 | 32.523 | 103.3406 | 491.0746 | 600 | 491.0746 | 0
10 | 22 | 15 | 16.1 | 14.7 | 91 | 82 | 0 | 82 | 226.7155 | 16.5711 | 61.7155 | 17.4289 | 0 | 74.9905 | 32.6548 | 74.9905 | 356.355 | 600 | 356.355 | 0
10 | 22 | 16 | 15.9 | 14.5 | 91 | 43 | 0 | 43 | 239.6329 | 9.0085 | 74.6329 | 24.9915 | 0 | 39.3243 | 32.7744 | 39.3243 | 186.8691 | 900 | 186.8691 | 0
10 | 22 | 17 | 15.9 | 14.2 | 90 | 8 | 0 | 8 | 251.5794 | 0.70818 | 86.5794 | 33.2918 | 0 | 7.3162 | 32.885 | 7.3162 | 34.7663 | 900 | 34.7663 | 0
10 | 22 | 18 | 15.7 | 13.9 | 89 | 0 | 0 | 0 | 263.0512 | -8.9619 | 0 | 0 | 0 | 0 | 32.9912 | 0 | 0 | 900 | 0 | 0
10 | 22 | 19 | 15.7 | 13.8 | 88 | 0 | 0 | 0 | 274.6349 | -18.4696 | 0 | 0 | 0 | 0 | 33.0985 | 0 | 0 | 900 | 0 | 0
10 | 22 | 20 | 15.8 | 14 | 89 | 0 | 0 | 0 | 287.0285 | -27.7986 | 0 | 0 | 0 | 0 | 33.2132 | 0 | 0 | 800 | 0 | 0
10 | 22 | 21 | 15.8 | 14.4 | 91 | 0 | 0 | 0 | 301.0931 | -36.4745 | 0 | 0 | 0 | 0 | 33.3435 | 0 | 0 | 700 | 0 | 0
10 | 22 | 22 | 15.6 | 14.6 | 94 | 0 | 0 | 0 | 317.8199 | -43.822 | 0 | 0 | 0 | 0 | 33.4983 | 0 | 0 | 600 | 0 | 0
10 | 22 | 23 | 15.6 | 14.7 | 94 | 0 | 0 | 0 | 337.8989 | -48.9017 | 0 | 0 | 0 | 0 | 33.6842 | 0 | 0 | 500 | 0 | 0
10 | 22 | 24 | 15.8 | 14.4 | 91 | 0 | 0 | 0 | 0.60092 | -50.6969 | 0 | 0 | 0 | 0 | 30.5611 | 0 | 0 | 400 | 0 | 0
10 | 23 | 1 | 15.8 | 14.6 | 93 | 0 | 0 | 0 | 23.2319 | -48.7405 | 0 | 0 | 0 | 0 | 30.7707 | 0 | 0 | 350 | 0 | 0
10 | 23 | 2 | 15.8 | 14.6 | 93 | 0 | 0 | 0 | 43.1619 | -43.5413 | 0 | 0 | 0 | 0 | 30.9552 | 0 | 0 | 350 | 0 | 0
10 | 23 | 3 | 15.3 | 14.8 | 97 | 0 | 0 | 0 | 59.7527 | -36.1245 | 0 | 0 | 0 | 0 | 31.1088 | 0 | 0 | 350 | 0 | 0
10 | 23 | 4 | 15.3 | 15 | 98 | 0 | 0 | 0 | 73.7279 | -27.4193 | 0 | 0 | 0 | 0 | 31.2382 | 0 | 0 | 350 | 0 | 0
10 | 23 | 5 | 15.3 | 15.3 | 100 | 0 | 0 | 0 | 86.0774 | -18.0908 | 78.9226 | 0 | 0 | 0 | 31.3526 | 0 | 0 | 350 | 0 | 0
10 | 23 | 6 | 15.3 | 15.3 | 100 | 0 | 0 | 0 | 97.6537 | -8.6074 | 67.3463 | 0 | 0 | 0 | 31.4598 | 0 | 0 | 350 | 0 | 0
10 | 23 | 7 | 15.2 | 15 | 99 | 0 | 0 | 0 | 109.1477 | 0.97467 | 55.8523 | 33.0253 | 0 | 0 | 31.5662 | 0 | 0 | 350 | 0 | 0
10 | 23 | 8 | 15 | 14.8 | 99 | 14 | 0 | 14 | 121.1392 | 9.2342 | 43.8608 | 24.7658 | 0 | 12.8033 | 31.6772 | 12.8033 | 60.8411 | 350 | 60.8411 | 0
10 | 23 | 9 | 14.5 | 14.1 | 97 | 51 | 0 | 51 | 134.1144 | 16.6936 | 30.8856 | 17.3064 | 0 | 46.6405 | 31.7974 | 46.6405 | 221.6355 | 350 | 221.6355 | 0
10 | 23 | 10 | 14.9 | 13.3 | 90 | 89 | 0 | 89 | 148.4006 | 22.6076 | 16.5994 | 11.3924 | 0 | 81.3922 | 31.9296 | 81.3922 | 386.7756 | 600 | 386.7756 | 0
10 | 23 | 11 | 15.1 | 12.8 | 86 | 117 | 0 | 117 | 164.0037 | 26.4219 | 0.99629 | 7.5781 | 0 | 106.9987 | 32.0741 | 106.9987 | 508.4578 | 600 | 508.4578 | 0
10 | 23 | 12 | 15.1 | 13.5 | 90 | 131 | 0 | 131 | 180.4485 | 27.6919 | 15.4485 | 6.3081 | 0 | 119.802 | 32.2264 | 119.802 | 569.2989 | 600 | 569.2989 | 0
10 | 23 | 13 | 14.8 | 13.9 | 94 | 129 | 0 | 129 | 196.8617 | 26.2484 | 31.8617 | 7.7516 | 0 | 117.9729 | 32.3783 | 117.9729 | 560.6073 | 600 | 560.6073 | 0
10 | 23 | 14 | 15.6 | 13.8 | 89 | 225 | 79 | 191 | 212.3853 | 22.2816 | 47.3853 | 11.7184 | 52.5095 | 174.6731 | 32.5221 | 174.6731 | 830.0465 | 600 | 600 | 230.0465
10 | 23 | 15 | 15 | 13.2 | 89 | 163 | 35 | 151 | 226.5757 | 16.2472 | 61.5757 | 17.7528 | 17.0623 | 138.0923 | 32.6535 | 138.0923 | 656.2148 | 600 | 600 | 56.2148
10 | 23 | 16 | 14.5 | 11.9 | 84 | 112 | 94 | 90 | 239.4645 | 8.7022 | 74.4645 | 25.2978 | 25.7071 | 82.3067 | 32.7728 | 82.3067 | 391.1214 | 900 | 391.1214 | 0
10 | 23 | 17 | 14 | 10.2 | 78 | 24 | 0 | 24 | 251.3921 | 0.45186 | 86.3921 | 33.5481 | 0 | 21.9485 | 32.8833 | 21.9485 | 104.299 | 900 | 104.299 | 0
10 | 23 | 18 | 12.9 | 7.6 | 70 | 0 | 0 | 0 | 262.8505 | -9.253 | 0 | 0 | 0 | 0 | 32.9894 | 0 | 0 | 900 | 0 | 0
10 | 23 | 19 | 12.7 | 7.7 | 71 | 0 | 0 | 0 | 274.4246 | -18.759 | 0 | 0 | 0 | 0 | 33.0965 | 0 | 0 | 900 | 0 | 0
10 | 23 | 20 | 12.6 | 7.7 | 72 | 0 | 0 | 0 | 286.814 | -28.0942 | 0 | 0 | 0 | 0 | 33.2112 | 0 | 0 | 800 | 0 | 0
10 | 23 | 21 | 12.1 | 6.7 | 70 | 0 | 0 | 0 | 300.8868 | -36.7839 | 0 | 0 | 0 | 0 | 33.3415 | 0 | 0 | 700 | 0 | 0
10 | 23 | 22 | 12 | 7 | 71 | 0 | 0 | 0 | 317.6507 | -44.151 | 0 | 0 | 0 | 0 | 33.4968 | 0 | 0 | 600 | 0 | 0
10 | 23 | 23 | 12.4 | 7.5 | 72 | 0 | 0 | 0 | 337.8184 | -49.2483 | 0 | 0 | 0 | 0 | 33.6835 | 0 | 0 | 500 | 0 | 0
10 | 23 | 24 | 12.2 | 7.5 | 73 | 0 | 0 | 0 | 0.6573 | -51.0456 | 0 | 0 | 0 | 0 | 30.5616 | 0 | 0 | 400 | 0 | 0
10 | 24 | 1 | 12.3 | 7.6 | 73 | 0 | 0 | 0 | 23.4162 | -49.0693 | 0 | 0 | 0 | 0 | 30.7724 | 0 | 0 | 350 | 0 | 0
10 | 24 | 2 | 12 | 7.5 | 74 | 0 | 0 | 0 | 43.4163 | -43.8393 | 0 | 0 | 0 | 0 | 30.9576 | 0 | 0 | 350 | 0 | 0
10 | 24 | 3 | 11.3 | 8.7 | 84 | 0 | 0 | 0 | 60.028 | -36.3952 | 0 | 0 | 0 | 0 | 31.1114 | 0 | 0 | 350 | 0 | 0
10 | 24 | 4 | 12 | 9 | 82 | 0 | 0 | 0 | 74.0007 | -27.6723 | 0 | 0 | 0 | 0 | 31.2407 | 0 | 0 | 350 | 0 | 0
10 | 24 | 5 | 12.4 | 9.9 | 85 | 0 | 0 | 0 | 86.34 | -18.3362 | 78.66 | 0 | 0 | 0 | 31.355 | 0 | 0 | 350 | 0 | 0
10 | 24 | 6 | 12.2 | 10.7 | 91 | 0 | 0 | 0 | 97.9045 | -8.8551 | 67.0955 | 0 | 0 | 0 | 31.4621 | 0 | 0 | 350 | 0 | 0
10 | 24 | 7 | 12.5 | 11.2 | 92 | 0 | 0 | 0 | 109.3856 | 0.74958 | 55.6144 | 33.2504 | 0 | 0 | 31.5684 | 0 | 0 | 350 | 0 | 0
10 | 24 | 8 | 12.4 | 12 | 97 | 13 | 0 | 13 | 121.3609 | 8.9648 | 43.6391 | 25.0352 | 0 | 11.8887 | 31.6793 | 11.8887 | 56.4953 | 350 | 56.4953 | 0
10 | 24 | 9 | 12.6 | 12.2 | 97 | 50 | 0 | 50 | 134.3121 | 16.4012 | 30.6879 | 17.5988 | 0 | 45.7259 | 31.7992 | 45.7259 | 217.2897 | 350 | 217.2897 | 0
10 | 24 | 10 | 13 | 11.9 | 93 | 88 | 0 | 88 | 148.5602 | 22.2918 | 16.4398 | 11.7082 | 0 | 80.4777 | 31.9311 | 80.4777 | 382.4298 | 600 | 382.4298 | 0
10 | 24 | 11 | 13.1 | 12.9 | 99 | 115 | 0 | 115 | 164.1073 | 26.0861 | 0.89265 | 7.9139 | 0 | 105.1697 | 32.0751 | 105.1697 | 499.7662 | 600 | 499.7662 | 0
10 | 24 | 12 | 14.3 | 14.3 | 100 | 129 | 0 | 129 | 180.4821 | 27.3448 | 15.4821 | 6.6552 | 0 | 117.9729 | 32.2267 | 117.9729 | 560.6073 | 600 | 560.6073 | 0
10 | 24 | 13 | 15.7 | 15.7 | 100 | 127 | 0 | 127 | 196.8238 | 25.9019 | 31.8238 | 8.0981 | 0 | 116.1439 | 32.378 | 116.1439 | 551.9157 | 600 | 551.9157 | 0
10 | 24 | 14 | 15.8 | 15.8 | 100 | 109 | 0 | 109 | 212.2875 | 21.9457 | 47.2875 | 12.0543 | 0 | 99.6825 | 32.5212 | 99.6825 | 473.6915 | 600 | 473.6915 | 0
10 | 24 | 15 | 14.8 | 14.6 | 99 | 79 | 0 | 79 | 226.435 | 15.9272 | 61.435 | 18.0728 | 0 | 72.247 | 32.6522 | 72.247 | 343.3177 | 600 | 343.3177 | 0
10 | 24 | 16 | 14 | 13.8 | 99 | 41 | 0 | 41 | 239.2955 | 8.4001 | 74.2955 | 25.5999 | 0 | 37.4953 | 32.7713 | 37.4953 | 178.1775 | 900 | 178.1775 | 0
10 | 24 | 17 | 13.2 | 12.8 | 97 | 7 | 0 | 7 | 251.2041 | 0.20416 | 86.2041 | 33.7958 | 0 | 6.4016 | 32.8815 | 6.4016 | 30.4206 | 900 | 30.4206 | 0
10 | 24 | 18 | 13.3 | 12.2 | 93 | 0 | 0 | 0 | 262.649 | -9.5398 | 0 | 0 | 0 | 0 | 32.9875 | 0 | 0 | 900 | 0 | 0
10 | 24 | 19 | 13.8 | 10.4 | 80 | 0 | 0 | 0 | 274.2132 | -19.0439 | 0 | 0 | 0 | 0 | 33.0946 | 0 | 0 | 900 | 0 | 0
10 | 24 | 20 | 14.1 | 10.3 | 78 | 0 | 0 | 0 | 286.5976 | -28.3852 | 0 | 0 | 0 | 0 | 33.2092 | 0 | 0 | 800 | 0 | 0
10 | 24 | 21 | 14.2 | 9.8 | 75 | 0 | 0 | 0 | 300.6778 | -37.0888 | 0 | 0 | 0 | 0 | 33.3396 | 0 | 0 | 700 | 0 | 0
10 | 24 | 22 | 13.9 | 9.6 | 75 | 0 | 0 | 0 | 317.4778 | -44.4757 | 0 | 0 | 0 | 0 | 33.4952 | 0 | 0 | 600 | 0 | 0
10 | 24 | 23 | 12.9 | 10.2 | 84 | 0 | 0 | 0 | 337.7333 | -49.5913 | 0 | 0 | 0 | 0 | 33.6827 | 0 | 0 | 500 | 0 | 0
10 | 24 | 24 | 13.4 | 8.6 | 73 | 0 | 0 | 0 | 0.7097 | -51.3913 | 0 | 0 | 0 | 0 | 30.5621 | 0 | 0 | 400 | 0 | 0
10 | 25 | 1 | 13 | 5.3 | 59 | 0 | 0 | 0 | 23.5973 | -49.3956 | 0 | 0 | 0 | 0 | 30.774 | 0 | 0 | 350 | 0 | 0
10 | 25 | 2 | 12.9 | 6.7 | 66 | 0 | 0 | 0 | 43.6677 | -44.1354 | 0 | 0 | 0 | 0 | 30.9599 | 0 | 0 | 350 | 0 | 0
10 | 25 | 3 | 12.8 | 7.5 | 70 | 0 | 0 | 0 | 60.3 | -36.6645 | 0 | 0 | 0 | 0 | 31.1139 | 0 | 0 | 350 | 0 | 0
10 | 25 | 4 | 12.8 | 8 | 73 | 0 | 0 | 0 | 74.27 | -27.9242 | 0 | 0 | 0 | 0 | 31.2432 | 0 | 0 | 350 | 0 | 0
10 | 25 | 5 | 12.5 | 6.9 | 69 | 0 | 0 | 0 | 86.5989 | -18.581 | 78.4011 | 0 | 0 | 0 | 31.3574 | 0 | 0 | 350 | 0 | 0
10 | 25 | 6 | 12.6 | 7.5 | 71 | 0 | 0 | 0 | 98.1513 | -9.1022 | 66.8487 | 0 | 0 | 0 | 31.4644 | 0 | 0 | 350 | 0 | 0
10 | 25 | 7 | 12.4 | 7.5 | 72 | 1 | 0 | 1 | 109.6193 | 0.52832 | 55.3807 | 33.4717 | 0 | 0.91452 | 31.5705 | 0.91452 | 4.3458 | 350 | 4.3458 | 0
10 | 25 | 8 | 12.9 | 8.1 | 73 | 40 | 22 | 37 | 121.5781 | 8.6962 | 43.4219 | 25.3038 | 11.5902 | 33.8372 | 31.6813 | 33.8372 | 160.7944 | 350 | 160.7944 | 0
10 | 25 | 9 | 12.1 | 10 | 87 | 148 | 171 | 105 | 134.5049 | 16.11 | 30.4951 | 17.89 | 118.4967 | 96.0245 | 31.801 | 96.0245 | 456.3083 | 350 | 350 | 106.3083
10 | 25 | 10 | 13.2 | 8.2 | 72 | 271 | 380 | 133 | 148.7148 | 21.9777 | 16.2852 | 12.0223 | 307.0456 | 121.631 | 31.9325 | 121.631 | 577.9905 | 600 | 577.9905 | 0
10 | 25 | 11 | 13.7 | 7.6 | 67 | 369 | 511 | 142 | 164.2065 | 25.7526 | 0.7935 | 8.2474 | 441.4069 | 129.8617 | 32.076 | 129.8617 | 617.1026 | 600 | 600 | 17.1026
10 | 25 | 12 | 14.2 | 7.8 | 65 | 389 | 467 | 164 | 180.5122 | 27.0008 | 15.5122 | 6.9992 | 399.9748 | 149.9811 | 32.227 | 149.9811 | 712.7101 | 600 | 600 | 112.7101
10 | 25 | 13 | 13.8 | 7.3 | 65 | 408 | 553 | 145 | 196.7834 | 25.5589 | 31.7834 | 8.4411 | 434.9361 | 132.6052 | 32.3776 | 132.6052 | 630.14 | 600 | 600 | 30.14
10 | 25 | 14 | 13.8 | 6.3 | 61 | 361 | 493 | 150 | 212.1883 | 21.6137 | 47.1883 | 12.3863 | 324.7271 | 137.1778 | 32.5203 | 137.1778 | 651.869 | 600 | 600 | 51.869
10 | 25 | 15 | 13.4 | 6.3 | 62 | 261 | 456 | 106 | 226.2935 | 15.6113 | 61.2935 | 18.3887 | 219.6947 | 96.939 | 32.6509 | 96.939 | 460.6541 | 600 | 460.6541 | 0
10 | 25 | 16 | 13.5 | 7.9 | 69 | 131 | 241 | 79 | 239.1259 | 8.1022 | 74.1259 | 25.8978 | 64.6533 | 72.247 | 32.7697 | 72.247 | 343.3177 | 900 | 343.3177 | 0
10 | 25 | 17 | 12 | 9.4 | 84 | 23 | 0 | 23 | 251.0157 | -0.081256 | 86.0157 | 0 | 0 | 21.0339 | 32.8798 | 21.0339 | 99.9532 | 900 | 99.9532 | 0
10 | 25 | 18 | 11.9 | 7.1 | 72 | 0 | 0 | 0 | 262.4469 | -9.8221 | 0 | 0 | 0 | 0 | 32.9856 | 0 | 0 | 900 | 0 | 0
10 | 25 | 19 | 12 | 6.6 | 69 | 0 | 0 | 0 | 274.0007 | -19.3243 | 0 | 0 | 0 | 0 | 33.0926 | 0 | 0 | 900 | 0 | 0
10 | 25 | 20 | 12.1 | 7.4 | 73 | 0 | 0 | 0 | 286.3796 | -28.6715 | 0 | 0 | 0 | 0 | 33.2072 | 0 | 0 | 800 | 0 | 0
10 | 25 | 21 | 11.9 | 6 | 67 | 0 | 0 | 0 | 300.466 | -37.3891 | 0 | 0 | 0 | 0 | 33.3376 | 0 | 0 | 700 | 0 | 0
10 | 25 | 22 | 11.3 | 7.1 | 75 | 0 | 0 | 0 | 317.3009 | -44.7961 | 0 | 0 | 0 | 0 | 33.4935 | 0 | 0 | 600 | 0 | 0
10 | 25 | 23 | 11.4 | 4.1 | 61 | 0 | 0 | 0 | 337.6437 | -49.9304 | 0 | 0 | 0 | 0 | 33.6819 | 0 | 0 | 500 | 0 | 0
10 | 25 | 24 | 11.7 | 6.2 | 69 | 0 | 0 | 0 | 0.75794 | -51.7339 | 0 | 0 | 0 | 0 | 30.5626 | 0 | 0 | 400 | 0 | 0
10 | 26 | 1 | 11.5 | 6 | 69 | 0 | 0 | 0 | 23.775 | -49.7195 | 0 | 0 | 0 | 0 | 30.7757 | 0 | 0 | 350 | 0 | 0
10 | 26 | 2 | 11.7 | 5 | 63 | 0 | 0 | 0 | 43.9158 | -44.4296 | 0 | 0 | 0 | 0 | 30.9622 | 0 | 0 | 350 | 0 | 0
10 | 26 | 3 | 11.8 | 6.3 | 69 | 0 | 0 | 0 | 60.5686 | -36.9323 | 0 | 0 | 0 | 0 | 31.1164 | 0 | 0 | 350 | 0 | 0
10 | 26 | 4 | 11.7 | 8.7 | 82 | 0 | 0 | 0 | 74.5356 | -28.1751 | 0 | 0 | 0 | 0 | 31.2457 | 0 | 0 | 350 | 0 | 0
10 | 26 | 5 | 10.6 | 9.4 | 92 | 0 | 0 | 0 | 86.8539 | -18.8249 | 78.1461 | 0 | 0 | 0 | 31.3598 | 0 | 0 | 350 | 0 | 0
10 | 26 | 6 | 11.1 | 8.5 | 84 | 0 | 0 | 0 | 98.394 | -9.3486 | 66.606 | 0 | 0 | 0 | 31.4666 | 0 | 0 | 350 | 0 | 0
10 | 26 | 7 | 11.5 | 6.9 | 73 | 1 | 0 | 1 | 109.8486 | 0.31124 | 55.1514 | 33.6888 | 0 | 0.91452 | 31.5727 | 0.91452 | 4.3458 | 350 | 4.3458 | 0
10 | 26 | 8 | 11.3 | 7.6 | 78 | 23 | 0 | 23 | 121.7907 | 8.4285 | 43.2093 | 25.5715 | 0 | 21.0339 | 31.6832 | 21.0339 | 99.9532 | 350 | 99.9532 | 0
10 | 26 | 9 | 12.3 | 6.5 | 68 | 96 | 14 | 93 | 134.6928 | 15.82 | 30.3072 | 18.18 | 9.6669 | 85.0502 | 31.8027 | 85.0502 | 404.1588 | 350 | 350 | 54.1588
10 | 26 | 10 | 12.7 | 5.7 | 62 | 258 | 296 | 152 | 148.8646 | 21.6654 | 16.1354 | 12.3346 | 238.3648 | 139.0069 | 31.9339 | 139.0069 | 660.5606 | 600 | 600 | 60.5606
10 | 26 | 11 | 11.4 | 6.6 | 72 | 228 | 91 | 189 | 164.3012 | 25.4216 | 0.69885 | 8.5784 | 78.3416 | 172.8441 | 32.0769 | 172.8441 | 821.3549 | 600 | 600 | 221.3549
10 | 26 | 12 | 11.8 | 8.8 | 82 | 418 | 497 | 181 | 180.5386 | 26.6599 | 15.5386 | 7.3401 | 424.1701 | 165.5279 | 32.2272 | 165.5279 | 786.5886 | 600 | 600 | 186.5886
10 | 26 | 13 | 12.8 | 8.2 | 74 | 412 | 627 | 117 | 196.7405 | 25.2196 | 31.7405 | 8.7804 | 491.238 | 106.9987 | 32.3772 | 106.9987 | 508.4578 | 600 | 508.4578 | 0
10 | 26 | 14 | 13 | 6.8 | 66 | 354 | 487 | 149 | 212.0876 | 21.2856 | 47.0876 | 12.7144 | 319.3378 | 136.2633 | 32.5193 | 136.2633 | 647.5232 | 600 | 600 | 47.5232
10 | 26 | 15 | 12.8 | 6.1 | 64 | 253 | 446 | 104 | 226.1512 | 15.2995 | 61.1512 | 18.7005 | 213.6352 | 95.11 | 32.6495 | 95.11 | 451.9625 | 600 | 451.9625 | 0
10 | 26 | 16 | 12.6 | 5.1 | 60 | 126 | 232 | 77 | 238.9557 | 7.8089 | 73.9557 | 26.1911 | 61.6556 | 70.4179 | 32.7681 | 70.4179 | 334.6261 | 900 | 334.6261 | 0
10 | 26 | 17 | 12.1 | 4.7 | 61 | 21 | 0 | 21 | 250.8267 | -0.53471 | 85.8267 | 0 | 0 | 19.2049 | 32.878 | 19.2049 | 91.2617 | 900 | 91.2617 | 0
10 | 26 | 18 | 11.9 | 5.2 | 63 | 0 | 0 | 0 | 262.2441 | -10.0997 | 0 | 0 | 0 | 0 | 32.9837 | 0 | 0 | 900 | 0 | 0
10 | 26 | 19 | 11.8 | 4.8 | 62 | 0 | 0 | 0 | 273.7872 | -19.5999 | 0 | 0 | 0 | 0 | 33.0906 | 0 | 0 | 900 | 0 | 0
10 | 26 | 20 | 11.9 | 6.4 | 69 | 0 | 0 | 0 | 286.1599 | -28.9532 | 0 | 0 | 0 | 0 | 33.2052 | 0 | 0 | 800 | 0 | 0
10 | 26 | 21 | 12.3 | 6.9 | 70 | 0 | 0 | 0 | 300.2516 | -37.6846 | 0 | 0 | 0 | 0 | 33.3357 | 0 | 0 | 700 | 0 | 0
10 | 26 | 22 | 12.7 | 9.2 | 79 | 0 | 0 | 0 | 317.1202 | -45.112 | 0 | 0 | 0 | 0 | 33.4919 | 0 | 0 | 600 | 0 | 0
10 | 26 | 23 | 11.9 | 9.7 | 86 | 0 | 0 | 0 | 337.5493 | -50.2657 | 0 | 0 | 0 | 0 | 33.681 | 0 | 0 | 500 | 0 | 0
10 | 26 | 24 | 12.7 | 10.8 | 88 | 0 | 0 | 0 | 0.80184 | -52.0733 | 0 | 0 | 0 | 0 | 30.563 | 0 | 0 | 400 | 0 | 0
10 | 27 | 1 | 13.3 | 11.6 | 89 | 0 | 0 | 0 | 23.9492 | -50.0408 | 0 | 0 | 0 | 0 | 30.7773 | 0 | 0 | 350 | 0 | 0
10 | 27 | 2 | 13.3 | 10.8 | 85 | 0 | 0 | 0 | 44.1605 | -44.7217 | 0 | 0 | 0 | 0 | 30.9644 | 0 | 0 | 350 | 0 | 0
10 | 27 | 3 | 13.2 | 11.1 | 87 | 0 | 0 | 0 | 60.8337 | -37.1986 | 0 | 0 | 0 | 0 | 31.1188 | 0 | 0 | 350 | 0 | 0
10 | 27 | 4 | 13.2 | 10.7 | 85 | 0 | 0 | 0 | 74.7975 | -28.425 | 0 | 0 | 0 | 0 | 31.2481 | 0 | 0 | 350 | 0 | 0
10 | 27 | 5 | 13.4 | 10.1 | 80 | 0 | 0 | 0 | 87.105 | -19.0681 | 77.895 | 0 | 0 | 0 | 31.3621 | 0 | 0 | 350 | 0 | 0
10 | 27 | 6 | 13.2 | 9.9 | 80 | 0 | 0 | 0 | 98.6326 | -9.5944 | 66.3674 | 0 | 0 | 0 | 31.4688 | 0 | 0 | 350 | 0 | 0
10 | 27 | 7 | 13.4 | 10.1 | 80 | 0 | 0 | 0 | 110.0736 | 0.098736 | 54.9264 | 33.9013 | 0 | 0 | 31.5748 | 0 | 0 | 350 | 0 | 0
10 | 27 | 8 | 13.4 | 10.5 | 83 | 22 | 0 | 22 | 121.9986 | 8.1619 | 43.0014 | 25.8381 | 0 | 20.1194 | 31.6852 | 20.1194 | 95.6075 | 350 | 95.6075 | 0
10 | 27 | 9 | 13.5 | 10.9 | 84 | 93 | 12 | 90 | 134.8758 | 15.5313 | 30.1242 | 18.4687 | 8.2559 | 82.3067 | 31.8044 | 82.3067 | 391.1214 | 350 | 350 | 41.1214
10 | 27 | 10 | 14 | 11 | 82 | 167 | 58 | 147 | 149.0094 | 21.355 | 15.9906 | 12.645 | 46.5473 | 134.4343 | 31.9353 | 134.4343 | 638.8316 | 600 | 600 | 38.8316
10 | 27 | 11 | 14.1 | 11.9 | 87 | 110 | 0 | 110 | 164.3913 | 25.0932 | 0.60872 | 8.9068 | 0 | 100.5971 | 32.0777 | 100.5971 | 478.0373 | 600 | 478.0373 | 0
10 | 27 | 12 | 13.7 | 12.6 | 93 | 124 | 0 | 124 | 180.5614 | 26.3223 | 15.5614 | 7.6777 | 0 | 113.4003 | 32.2274 | 113.4003 | 538.8784 | 600 | 538.8784 | 0
10 | 27 | 13 | 14.1 | 13.4 | 96 | 122 | 0 | 122 | 196.6952 | 24.8841 | 31.6952 | 9.1159 | 0 | 111.5713 | 32.3768 | 111.5713 | 530.1868 | 600 | 530.1868 | 0
10 | 27 | 14 | 14.4 | 13.1 | 92 | 105 | 0 | 105 | 211.9854 | 20.9616 | 46.9854 | 13.0384 | 0 | 96.0245 | 32.5184 | 96.0245 | 456.3083 | 600 | 456.3083 | 0
10 | 27 | 15 | 14.8 | 12.6 | 87 | 74 | 0 | 74 | 226.008 | 14.9921 | 61.008 | 19.0079 | 0 | 67.6744 | 32.6482 | 67.6744 | 321.5887 | 600 | 321.5887 | 0
10 | 27 | 16 | 14.9 | 12.2 | 84 | 37 | 0 | 37 | 238.7851 | 7.5201 | 73.7851 | 26.4799 | 0 | 33.8372 | 32.7665 | 33.8372 | 160.7944 | 900 | 160.7944 | 0
10 | 27 | 17 | 14.8 | 12.2 | 84 | 6 | 0 | 6 | 250.6373 | -0.9015 | 85.6373 | 0 | 0 | 5.4871 | 32.8763 | 5.4871 | 26.0748 | 900 | 26.0748 | 0
10 | 27 | 18 | 14.5 | 12.9 | 90 | 0 | 0 | 0 | 262.0406 | -10.3727 | 0 | 0 | 0 | 0 | 32.9819 | 0 | 0 | 900 | 0 | 0
10 | 27 | 19 | 14.7 | 12.7 | 88 | 0 | 0 | 0 | 273.5727 | -19.8708 | 0 | 0 | 0 | 0 | 33.0886 | 0 | 0 | 900 | 0 | 0
10 | 27 | 20 | 14.2 | 12.9 | 92 | 0 | 0 | 0 | 285.9385 | -29.2299 | 0 | 0 | 0 | 0 | 33.2031 | 0 | 0 | 800 | 0 | 0
10 | 27 | 21 | 13.7 | 13.3 | 97 | 0 | 0 | 0 | 300.0346 | -37.9753 | 0 | 0 | 0 | 0 | 33.3337 | 0 | 0 | 700 | 0 | 0
10 | 27 | 22 | 14.2 | 13.1 | 93 | 0 | 0 | 0 | 316.9355 | -45.4232 | 0 | 0 | 0 | 0 | 33.4901 | 0 | 0 | 600 | 0 | 0
10 | 27 | 23 | 14.4 | 13.7 | 96 | 0 | 0 | 0 | 337.4502 | -50.5968 | 0 | 0 | 0 | 0 | 33.6801 | 0 | 0 | 500 | 0 | 0
10 | 27 | 24 | 15.1 | 14.8 | 98 | 0 | 0 | 0 | 0.84123 | -52.4094 | 0 | 0 | 0 | 0 | 30.5633 | 0 | 0 | 400 | 0 | 0
10 | 28 | 1 | 14.7 | 14.2 | 97 | 0 | 0 | 0 | 24.1195 | -50.3595 | 0 | 0 | 0 | 0 | 30.7789 | 0 | 0 | 350 | 0 | 0
10 | 28 | 2 | 14.8 | 14.3 | 97 | 0 | 0 | 0 | 44.4016 | -45.0118 | 0 | 0 | 0 | 0 | 30.9667 | 0 | 0 | 350 | 0 | 0
10 | 28 | 3 | 15.1 | 14 | 93 | 0 | 0 | 0 | 61.0949 | -37.4634 | 0 | 0 | 0 | 0 | 31.1212 | 0 | 0 | 350 | 0 | 0
10 | 28 | 4 | 15.1 | 13.9 | 93 | 0 | 0 | 0 | 75.0554 | -28.6736 | 89.9446 | 0 | 0 | 0 | 31.2505 | 0 | 0 | 350 | 0 | 0
10 | 28 | 5 | 15.1 | 13.5 | 90 | 0 | 0 | 0 | 87.352 | -19.3104 | 77.648 | 0 | 0 | 0 | 31.3644 | 0 | 0 | 350 | 0 | 0
10 | 28 | 6 | 15.6 | 14.9 | 96 | 0 | 0 | 0 | 98.8669 | -9.8394 | 66.1331 | 0 | 0 | 0 | 31.471 | 0 | 0 | 350 | 0 | 0
10 | 28 | 7 | 15.8 | 14.8 | 94 | 0 | 0 | 0 | 110.294 | -0.24177 | 54.706 | 0 | 0 | 0 | 31.5768 | 0 | 0 | 350 | 0 | 0
10 | 28 | 8 | 15.7 | 15 | 96 | 10 | 0 | 10 | 122.2017 | 7.8965 | 42.7983 | 26.1035 | 0 | 9.1452 | 31.6871 | 9.1452 | 43.4579 | 350 | 43.4579 | 0
10 | 28 | 9 | 15.7 | 15.2 | 97 | 44 | 0 | 44 | 135.0537 | 15.2441 | 29.9463 | 18.7559 | 0 | 40.2388 | 31.8061 | 40.2388 | 191.2149 | 350 | 191.2149 | 0
10 | 28 | 10 | 13.9 | 13.4 | 97 | 81 | 0 | 81 | 149.1492 | 21.0466 | 15.8508 | 12.9534 | 0 | 74.076 | 31.9366 | 74.076 | 352.0093 | 600 | 352.0093 | 0
10 | 28 | 11 | 14 | 13.8 | 99 | 108 | 0 | 108 | 164.4769 | 24.7676 | 0.52315 | 9.2324 | 0 | 98.768 | 32.0785 | 98.768 | 469.3457 | 600 | 469.3457 | 0
10 | 28 | 12 | 14.3 | 13.4 | 94 | 122 | 0 | 122 | 180.5806 | 25.9881 | 15.5806 | 8.0119 | 0 | 111.5713 | 32.2276 | 111.5713 | 530.1868 | 600 | 530.1868 | 0
10 | 28 | 13 | 14.2 | 12.6 | 90 | 243 | 85 | 204 | 196.6474 | 24.5525 | 31.6474 | 9.4475 | 66.0859 | 186.5618 | 32.3764 | 186.5618 | 886.5418 | 600 | 600 | 286.5418
10 | 28 | 14 | 13.6 | 11.7 | 88 | 208 | 52 | 187 | 211.8817 | 20.6418 | 46.8817 | 13.3582 | 33.7964 | 171.015 | 32.5174 | 171.015 | 812.6633 | 600 | 600 | 212.6633
10 | 28 | 15 | 12.7 | 11.2 | 91 | 73 | 0 | 73 | 225.8639 | 14.689 | 60.8639 | 19.311 | 0 | 66.7599 | 32.6469 | 66.7599 | 317.2429 | 600 | 317.2429 | 0
10 | 28 | 16 | 12.4 | 11.7 | 95 | 35 | 0 | 35 | 238.6138 | 7.236 | 73.6138 | 26.764 | 0 | 32.0082 | 32.7649 | 32.0082 | 152.1028 | 900 | 152.1028 | 0
10 | 28 | 17 | 12 | 11.4 | 96 | 6 | 0 | 6 | 250.4474 | -1.2297 | 85.4474 | 0 | 0 | 5.4871 | 32.8745 | 5.4871 | 26.0748 | 900 | 26.0748 | 0
10 | 28 | 18 | 12.3 | 11.4 | 94 | 0 | 0 | 0 | 261.8366 | -10.6409 | 0 | 0 | 0 | 0 | 32.98 | 0 | 0 | 900 | 0 | 0
10 | 28 | 19 | 11.3 | 9.5 | 89 | 0 | 0 | 0 | 273.3572 | -20.1368 | 0 | 0 | 0 | 0 | 33.0866 | 0 | 0 | 900 | 0 | 0
10 | 28 | 20 | 11.3 | 9.5 | 89 | 0 | 0 | 0 | 285.7156 | -29.5016 | 0 | 0 | 0 | 0 | 33.2011 | 0 | 0 | 800 | 0 | 0
10 | 28 | 21 | 11.6 | 9.8 | 89 | 0 | 0 | 0 | 299.8149 | -38.2609 | 0 | 0 | 0 | 0 | 33.3316 | 0 | 0 | 700 | 0 | 0
10 | 28 | 22 | 12.6 | 11.1 | 91 | 0 | 0 | 0 | 316.747 | -45.7297 | 0 | 0 | 0 | 0 | 33.4884 | 0 | 0 | 600 | 0 | 0
10 | 28 | 23 | 11.7 | 10.7 | 94 | 0 | 0 | 0 | 337.3461 | -50.9238 | 0 | 0 | 0 | 0 | 33.6791 | 0 | 0 | 500 | 0 | 0
10 | 28 | 24 | 12 | 6.8 | 70 | 0 | 0 | 0 | 0.87592 | -52.7421 | 0 | 0 | 0 | 0 | 30.5637 | 0 | 0 | 400 | 0 | 0
10 | 29 | 1 | 12.5 | 6.2 | 65 | 0 | 0 | 0 | 24.2859 | -50.6755 | 0 | 0 | 0 | 0 | 30.7804 | 0 | 0 | 350 | 0 | 0
10 | 29 | 2 | 12 | 5.8 | 66 | 0 | 0 | 0 | 44.6389 | -45.2998 | 0 | 0 | 0 | 0 | 30.9689 | 0 | 0 | 350 | 0 | 0
10 | 29 | 3 | 11.8 | 6.3 | 69 | 0 | 0 | 0 | 61.3523 | -37.7266 | 0 | 0 | 0 | 0 | 31.1236 | 0 | 0 | 350 | 0 | 0
10 | 29 | 4 | 11.7 | 5.5 | 66 | 0 | 0 | 0 | 75.3093 | -28.9212 | 89.6907 | 0 | 0 | 0 | 31.2529 | 0 | 0 | 350 | 0 | 0
10 | 29 | 5 | 11.7 | 5.5 | 66 | 0 | 0 | 0 | 87.5948 | -19.5519 | 77.4052 | 0 | 0 | 0 | 31.3666 | 0 | 0 | 350 | 0 | 0
10 | 29 | 6 | 11.6 | 6.3 | 70 | 0 | 0 | 0 | 99.0968 | -10.0836 | 65.9032 | 0 | 0 | 0 | 31.4731 | 0 | 0 | 350 | 0 | 0
10 | 29 | 7 | 9.7 | 4.3 | 69 | 0 | 0 | 0 | 110.5098 | -0.61711 | 54.4902 | 0 | 0 | 0 | 31.5788 | 0 | 0 | 350 | 0 | 0
10 | 29 | 8 | 10.8 | 4.6 | 65 | 30 | 1 | 30 | 122.3999 | 7.6322 | 42.6001 | 26.3678 | 0.51808 | 27.4356 | 31.6889 | 27.4356 | 130.3738 | 350 | 130.3738 | 0
10 | 29 | 9 | 11.3 | 4.7 | 64 | 141 | 199 | 95 | 135.2266 | 14.9583 | 29.7734 | 19.0417 | 135.9007 | 86.8793 | 31.8077 | 86.8793 | 412.8504 | 350 | 350 | 62.8504
10 | 29 | 10 | 12.1 | 4.2 | 58 | 266 | 436 | 116 | 149.284 | 20.7403 | 15.716 | 13.2597 | 347.4894 | 106.0842 | 31.9378 | 106.0842 | 504.112 | 600 | 504.112 | 0
10 | 29 | 11 | 12.7 | 3.6 | 54 | 358 | 577 | 114 | 164.5579 | 24.4447 | 0.44213 | 9.5553 | 491.6737 | 104.2551 | 32.0792 | 104.2551 | 495.4204 | 600 | 495.4204 | 0
10 | 29 | 12 | 13 | 4.3 | 55 | 403 | 633 | 112 | 180.5962 | 25.6574 | 15.5962 | 8.3426 | 534.5437 | 102.4261 | 32.2277 | 102.4261 | 486.7288 | 600 | 486.7288 | 0
10 | 29 | 13 | 12.9 | 4.9 | 58 | 396 | 624 | 113 | 196.5971 | 24.2248 | 31.5971 | 9.7752 | 483.302 | 103.3406 | 32.3759 | 103.3406 | 491.0746 | 600 | 491.0746 | 0
10 | 29 | 14 | 12.5 | 5.1 | 61 | 336 | 538 | 117 | 211.7765 | 20.3264 | 46.7765 | 13.6736 | 348.1366 | 106.9987 | 32.5164 | 106.9987 | 508.4578 | 600 | 508.4578 | 0
10 | 29 | 15 | 12.1 | 5.4 | 63 | 233 | 406 | 104 | 225.719 | 14.3904 | 60.719 | 19.6096 | 191.2078 | 95.11 | 32.6455 | 95.11 | 451.9625 | 600 | 451.9625 | 0
10 | 29 | 16 | 11.7 | 5.6 | 66 | 109 | 148 | 80 | 238.4421 | 6.9567 | 73.4421 | 27.0433 | 38.2727 | 73.1615 | 32.7634 | 73.1615 | 347.6635 | 900 | 347.6635 | 0
10 | 29 | 17 | 11.3 | 5.8 | 69 | 16 | 0 | 16 | 250.2571 | -1.5357 | 85.2571 | 0 | 0 | 14.6323 | 32.8728 | 14.6323 | 69.5327 | 900 | 69.5327 | 0
10 | 29 | 18 | 10.9 | 6 | 72 | 0 | 0 | 0 | 261.632 | -10.9041 | 0 | 0 | 0 | 0 | 32.9781 | 0 | 0 | 900 | 0 | 0
10 | 29 | 19 | 10.9 | 7.6 | 80 | 0 | 0 | 0 | 273.1409 | -20.3978 | 0 | 0 | 0 | 0 | 33.0846 | 0 | 0 | 900 | 0 | 0
10 | 29 | 20 | 10.8 | 5.6 | 70 | 0 | 0 | 0 | 285.4911 | -29.7681 | 0 | 0 | 0 | 0 | 33.199 | 0 | 0 | 800 | 0 | 0
10 | 29 | 21 | 10.7 | 6.9 | 77 | 0 | 0 | 0 | 299.5927 | -38.5414 | 0 | 0 | 0 | 0 | 33.3296 | 0 | 0 | 700 | 0 | 0
10 | 29 | 22 | 11.5 | 6.4 | 71 | 0 | 0 | 0 | 316.5544 | -46.0312 | 0 | 0 | 0 | 0 | 33.4866 | 0 | 0 | 600 | 0 | 0
10 | 29 | 23 | 11.5 | 7 | 74 | 0 | 0 | 0 | 337.237 | -51.2464 | 0 | 0 | 0 | 0 | 33.6781 | 0 | 0 | 500 | 0 | 0
10 | 29 | 24 | 11.5 | 7.6 | 77 | 0 | 0 | 0 | 0.90574 | -53.0713 | 0 | 0 | 0 | 0 | 30.5639 | 0 | 0 | 400 | 0 | 0
10 | 30 | 1 | 11.7 | 7.9 | 77 | 0 | 0 | 0 | 24.4481 | -50.9887 | 0 | 0 | 0 | 0 | 30.7819 | 0 | 0 | 350 | 0 | 0
10 | 30 | 2 | 12 | 8.2 | 78 | 0 | 0 | 0 | 44.8722 | -45.5856 | 0 | 0 | 0 | 0 | 30.971 | 0 | 0 | 350 | 0 | 0
10 | 30 | 3 | 12.1 | 7.6 | 74 | 0 | 0 | 0 | 61.6055 | -37.9881 | 0 | 0 | 0 | 0 | 31.126 | 0 | 0 | 350 | 0 | 0
10 | 30 | 4 | 12.4 | 8.2 | 76 | 0 | 0 | 0 | 75.5589 | -29.1675 | 89.4411 | 0 | 0 | 0 | 31.2552 | 0 | 0 | 350 | 0 | 0
10 | 30 | 5 | 12.3 | 8.3 | 77 | 0 | 0 | 0 | 87.8332 | -19.7924 | 77.1668 | 0 | 0 | 0 | 31.3688 | 0 | 0 | 350 | 0 | 0
10 | 30 | 6 | 12.4 | 8.8 | 79 | 0 | 0 | 0 | 99.3222 | -10.3269 | 65.6778 | 0 | 0 | 0 | 31.4752 | 0 | 0 | 350 | 0 | 0
10 | 30 | 7 | 11.6 | 9.8 | 89 | 0 | 0 | 0 | 110.7209 | -0.94029 | 54.2791 | 0 | 0 | 0 | 31.5807 | 0 | 0 | 350 | 0 | 0
10 | 30 | 8 | 12.1 | 8.7 | 80 | 17 | 0 | 17 | 122.5932 | 7.3693 | 42.4068 | 26.6307 | 0 | 15.5468 | 31.6907 | 15.5468 | 73.8785 | 350 | 73.8785 | 0
10 | 30 | 9 | 12.4 | 8.8 | 78 | 85 | 26 | 80 | 135.3944 | 14.6742 | 29.6056 | 19.3258 | 17.6889 | 73.1615 | 31.8092 | 73.1615 | 347.6635 | 350 | 347.6635 | 0
10 | 30 | 10 | 12.8 | 8.8 | 77 | 159 | 42 | 144 | 149.4137 | 20.4363 | 15.5863 | 13.5637 | 33.3564 | 131.6907 | 31.939 | 131.6907 | 625.7942 | 600 | 600 | 25.7942
10 | 30 | 11 | 13 | 9.1 | 77 | 214 | 62 | 188 | 164.6343 | 24.1249 | 0.36568 | 9.8751 | 52.6498 | 171.9295 | 32.0799 | 171.9295 | 817.0091 | 600 | 600 | 217.0091
10 | 30 | 12 | 13.1 | 9 | 76 | 318 | 269 | 195 | 180.6082 | 25.3303 | 15.6082 | 8.6697 | 226.3592 | 178.3312 | 32.2279 | 178.3312 | 847.4297 | 600 | 600 | 247.4297
10 | 30 | 13 | 12.3 | 7.1 | 71 | 357 | 419 | 168 | 196.5444 | 23.9014 | 31.5444 | 10.0986 | 323.2968 | 153.6392 | 32.3754 | 153.6392 | 730.0933 | 600 | 600 | 130.0933
10 | 30 | 14 | 12 | 9 | 82 | 202 | 82 | 170 | 211.6698 | 20.0153 | 46.6698 | 13.9847 | 52.8325 | 155.4682 | 32.5155 | 155.4682 | 738.7849 | 600 | 600 | 138.7849
10 | 30 | 15 | 12.3 | 8.8 | 79 | 177 | 126 | 137 | 225.5733 | 14.0965 | 60.5733 | 19.9035 | 59.016 | 125.2891 | 32.6442 | 125.2891 | 595.3737 | 600 | 595.3737 | 0
10 | 30 | 16 | 12.7 | 8.5 | 76 | 94 | 77 | 80 | 238.2699 | 6.6823 | 73.2699 | 27.3177 | 19.7388 | 73.1615 | 32.7618 | 73.1615 | 347.6635 | 900 | 347.6635 | 0
10 | 30 | 17 | 12.2 | 7.7 | 74 | 15 | 0 | 15 | 250.0664 | -1.8269 | 85.0664 | 0 | 0 | 13.7178 | 32.871 | 13.7178 | 65.1869 | 900 | 65.1869 | 0
10 | 30 | 18 | 11.7 | 6.9 | 72 | 0 | 0 | 0 | 261.427 | -11.1622 | 0 | 0 | 0 | 0 | 32.9762 | 0 | 0 | 900 | 0 | 0
10 | 30 | 19 | 11.6 | 6.3 | 70 | 0 | 0 | 0 | 272.9237 | -20.6536 | 0 | 0 | 0 | 0 | 33.0826 | 0 | 0 | 900 | 0 | 0
10 | 30 | 20 | 11.7 | 6.7 | 71 | 0 | 0 | 0 | 285.2652 | -30.0295 | 0 | 0 | 0 | 0 | 33.1969 | 0 | 0 | 800 | 0 | 0
10 | 30 | 21 | 11.1 | 7.1 | 76 | 0 | 0 | 0 | 299.368 | -38.8167 | 0 | 0 | 0 | 0 | 33.3275 | 0 | 0 | 700 | 0 | 0
10 | 30 | 22 | 11.5 | 8 | 79 | 0 | 0 | 0 | 316.358 | -46.3277 | 0 | 0 | 0 | 0 | 33.4848 | 0 | 0 | 600 | 0 | 0
10 | 30 | 23 | 11.9 | 7.6 | 75 | 0 | 0 | 0 | 337.1228 | -51.5646 | 0 | 0 | 0 | 0 | 33.6771 | 0 | 0 | 500 | 0 | 0
10 | 30 | 24 | 12 | 8.2 | 78 | 0 | 0 | 0 | 0.93052 | -53.3969 | 0 | 0 | 0 | 0 | 30.5642 | 0 | 0 | 400 | 0 | 0
10 | 31 | 1 | 12.2 | 8.4 | 78 | 0 | 0 | 0 | 24.606 | -51.299 | 0 | 0 | 0 | 0 | 30.7834 | 0 | 0 | 350 | 0 | 0
10 | 31 | 2 | 12.6 | 8.6 | 77 | 0 | 0 | 0 | 45.1014 | -45.8692 | 0 | 0 | 0 | 0 | 30.9732 | 0 | 0 | 350 | 0 | 0
10 | 31 | 3 | 11.8 | 9 | 83 | 0 | 0 | 0 | 61.8545 | -38.248 | 0 | 0 | 0 | 0 | 31.1283 | 0 | 0 | 350 | 0 | 0
10 | 31 | 4 | 11.2 | 10.4 | 95 | 0 | 0 | 0 | 75.8042 | -29.4126 | 89.1958 | 0 | 0 | 0 | 31.2574 | 0 | 0 | 350 | 0 | 0
10 | 31 | 5 | 10.9 | 9.7 | 92 | 0 | 0 | 0 | 88.0672 | -20.0319 | 76.9328 | 0 | 0 | 0 | 31.371 | 0 | 0 | 350 | 0 | 0
10 | 31 | 6 | 11.2 | 10 | 92 | 0 | 0 | 0 | 99.543 | -10.5693 | 65.457 | 0 | 0 | 0 | 31.4772 | 0 | 0 | 350 | 0 | 0
10 | 31 | 7 | 10.6 | 10.2 | 97 | 0 | 0 | 0 | 110.9272 | -1.2378 | 54.0728 | 0 | 0 | 0 | 31.5827 | 0 | 0 | 350 | 0 | 0
10 | 31 | 8 | 10.8 | 9.8 | 94 | 8 | 0 | 8 | 122.7814 | 7.1077 | 42.2186 | 26.8923 | 0 | 7.3162 | 31.6924 | 7.3162 | 34.7663 | 350 | 34.7663 | 0
10 | 31 | 9 | 11.1 | 9.9 | 92 | 41 | 0 | 41 | 135.557 | 14.3918 | 29.443 | 19.6082 | 0 | 37.4953 | 31.8107 | 37.4953 | 178.1775 | 350 | 178.1775 | 0
10 | 31 | 10 | 10.8 | 9.6 | 92 | 77 | 0 | 77 | 149.5383 | 20.1345 | 15.4617 | 13.8655 | 0 | 70.4179 | 31.9402 | 70.4179 | 334.6261 | 600 | 334.6261 | 0
10 | 31 | 11 | 11.3 | 10.7 | 96 | 104 | 0 | 104 | 164.7062 | 23.808 | 0.29382 | 10.192 | 0 | 95.11 | 32.0806 | 95.11 | 451.9625 | 600 | 451.9625 | 0
10 | 31 | 12 | 11.8 | 11.2 | 96 | 117 | 0 | 117 | 180.6165 | 25.007 | 15.6165 | 8.993 | 0 | 106.9987 | 32.2279 | 106.9987 | 508.4578 | 600 | 508.4578 | 0
10 | 31 | 13 | 12.6 | 11.5 | 93 | 115 | 0 | 115 | 196.4892 | 23.5821 | 31.4892 | 10.4179 | 0 | 105.1697 | 32.3749 | 105.1697 | 499.7662 | 600 | 499.7662 | 0
10 | 31 | 14 | 13.1 | 11.8 | 92 | 98 | 0 | 98 | 211.5617 | 19.7089 | 46.5617 | 14.2911 | 0 | 89.6228 | 32.5145 | 89.6228 | 425.8877 | 600 | 425.8877 | 0
10 | 31 | 15 | 13.1 | 12.6 | 97 | 68 | 0 | 68 | 225.4268 | 13.8074 | 60.4268 | 20.1926 | 0 | 62.1873 | 32.6428 | 62.1873 | 295.5139 | 600 | 295.5139 | 0
10 | 31 | 16 | 13.5 | 12.6 | 94 | 31 | 0 | 31 | 238.0973 | 6.413 | 73.0973 | 27.587 | 0 | 28.3501 | 32.7602 | 28.3501 | 134.7196 | 900 | 134.7196 | 0
10 | 31 | 17 | 13.7 | 12.8 | 94 | 5 | 0 | 5 | 249.8753 | -2.1068 | 84.8753 | 0 | 0 | 4.5726 | 32.8692 | 4.5726 | 21.729 | 900 | 21.729 | 0
10 | 31 | 18 | 13.9 | 13.2 | 96 | 0 | 0 | 0 | 261.2214 | -11.4153 | 0 | 0 | 0 | 0 | 32.9743 | 0 | 0 | 900 | 0 | 0
10 | 31 | 19 | 13.9 | 13.5 | 97 | 0 | 0 | 0 | 272.7058 | -20.9042 | 0 | 0 | 0 | 0 | 33.0806 | 0 | 0 | 900 | 0 | 0
10 | 31 | 20 | 14 | 13.4 | 96 | 0 | 0 | 0 | 285.0378 | -30.2854 | 0 | 0 | 0 | 0 | 33.1948 | 0 | 0 | 800 | 0 | 0
10 | 31 | 21 | 13.9 | 13.2 | 95 | 0 | 0 | 0 | 299.1409 | -39.0865 | 0 | 0 | 0 | 0 | 33.3254 | 0 | 0 | 700 | 0 | 0
10 | 31 | 22 | 13.8 | 12.9 | 94 | 0 | 0 | 0 | 316.1576 | -46.6191 | 0 | 0 | 0 | 0 | 33.4829 | 0 | 0 | 600 | 0 | 0
10 | 31 | 23 | 13.5 | 12.6 | 94 | 0 | 0 | 0 | 337.0034 | -51.8782 | 0 | 0 | 0 | 0 | 33.676 | 0 | 0 | 500 | 0 | 0
10 | 31 | 24 | 13.1 | 12.4 | 95 | 0 | 0 | 0 | 0.95008 | -53.7187 | 0 | 0 | 0 | 0 | 30.5644 | 0 | 0 | 400 | 0 | 0
11 | 1 | 1 | 12.8 | 12.2 | 96 | 0 | 0 | 0 | 24.7592 | -51.6064 | 0 | 0 | 0 | 0 | 30.7848 | 0 | 0 | 350 | 0 | 0
11 | 1 | 2 | 12.5 | 12.2 | 98 | 0 | 0 | 0 | 45.3261 | -46.1505 | 0 | 0 | 0 | 0 | 30.9752 | 0 | 0 | 350 | 0 | 0
11 | 1 | 3 | 12.4 | 12.2 | 99 | 0 | 0 | 0 | 62.099 | -38.5062 | 0 | 0 | 0 | 0 | 31.1305 | 0 | 0 | 350 | 0 | 0
11 | 1 | 4 | 12.4 | 12.3 | 100 | 0 | 0 | 0 | 76.045 | -29.6563 | 88.955 | 0 | 0 | 0 | 31.2597 | 0 | 0 | 350 | 0 | 0
11 | 1 | 5 | 12.4 | 12.3 | 99 | 0 | 0 | 0 | 88.2966 | -20.2703 | 76.7034 | 0 | 0 | 0 | 31.3731 | 0 | 0 | 350 | 0 | 0
11 | 1 | 6 | 12.3 | 12.2 | 99 | 0 | 0 | 0 | 99.7591 | -10.8107 | 65.2409 | 0 | 0 | 0 | 31.4793 | 0 | 0 | 350 | 0 | 0
11 | 1 | 7 | 12.5 | 12.5 | 100 | 0 | 0 | 0 | 111.1286 | -1.5206 | 53.8714 | 0 | 0 | 0 | 31.5845 | 0 | 0 | 350 | 0 | 0
11 | 1 | 8 | 12.6 | 12.4 | 99 | 6 | 0 | 6 | 122.9646 | 6.8477 | 42.0354 | 27.1523 | 0 | 5.4871 | 31.6941 | 5.4871 | 26.0748 | 350 | 26.0748 | 0
11 | 1 | 9 | 12.8 | 12.4 | 97 | 36 | 0 | 36 | 135.7145 | 14.1112 | 29.2855 | 19.8888 | 0 | 32.9227 | 31.8122 | 32.9227 | 156.4486 | 350 | 156.4486 | 0
11 | 1 | 10 | 12.9 | 12.4 | 97 | 142 | 35 | 130 | 149.6578 | 19.8352 | 15.3422 | 14.1648 | 27.6002 | 118.8874 | 31.9413 | 118.8874 | 564.9531 | 600 | 564.9531 | 0
11 | 1 | 11 | 13.4 | 12.3 | 93 | 196 | 34 | 182 | 164.7734 | 23.4944 | 0.22655 | 10.5056 | 28.6734 | 166.4424 | 32.0812 | 166.4424 | 790.9344 | 600 | 600 | 190.9344
11 | 1 | 12 | 13.4 | 12.3 | 93 | 223 | 47 | 202 | 180.6212 | 24.6875 | 15.6212 | 9.3125 | 39.2722 | 184.7328 | 32.228 | 184.7328 | 877.8502 | 600 | 600 | 277.8502
11 | 1 | 13 | 13.3 | 12.3 | 94 | 219 | 46 | 199 | 196.4315 | 23.2672 | 31.4315 | 10.7328 | 35.2278 | 181.9892 | 32.3744 | 181.9892 | 864.8129 | 600 | 600 | 264.8129
11 | 1 | 14 | 13.1 | 12.2 | 94 | 185 | 16 | 178 | 211.4521 | 19.4071 | 46.4521 | 14.5929 | 10.2215 | 162.7843 | 32.5134 | 162.7843 | 773.5512 | 600 | 600 | 173.5512
11 | 1 | 15 | 13 | 12.3 | 96 | 125 | 13 | 121 | 225.2795 | 13.5231 | 60.2795 | 20.4769 | 6.0243 | 110.6568 | 32.6415 | 110.6568 | 525.841 | 600 | 525.841 | 0
11 | 1 | 16 | 12.9 | 12.2 | 96 | 55 | 0 | 55 | 237.9242 | 6.1489 | 72.9242 | 27.8511 | 0 | 50.2985 | 32.7586 | 50.2985 | 239.0186 | 900 | 239.0186 | 0
11 | 1 | 17 | 12.8 | 12.3 | 97 | 7 | 0 | 7 | 249.6839 | -2.3773 | 84.6839 | 0 | 0 | 6.4016 | 32.8674 | 6.4016 | 30.4206 | 900 | 30.4206 | 0
11 | 1 | 18 | 12.8 | 12.4 | 97 | 0 | 0 | 0 | 261.0155 | -11.6631 | 0 | 0 | 0 | 0 | 32.9724 | 0 | 0 | 900 | 0 | 0
11 | 1 | 19 | 12.8 | 12.4 | 97 | 0 | 0 | 0 | 272.4871 | -21.1494 | 0 | 0 | 0 | 0 | 33.0786 | 0 | 0 | 900 | 0 | 0
11 | 1 | 20 | 12.7 | 12.3 | 97 | 0 | 0 | 0 | 284.8092 | -30.5359 | 0 | 0 | 0 | 0 | 33.1927 | 0 | 0 | 800 | 0 | 0
11 | 1 | 21 | 12.8 | 12.4 | 97 | 0 | 0 | 0 | 298.9114 | -39.3509 | 0 | 0 | 0 | 0 | 33.3233 | 0 | 0 | 700 | 0 | 0
11 | 1 | 22 | 12.8 | 12.6 | 99 | 0 | 0 | 0 | 315.9534 | -46.9051 | 0 | 0 | 0 | 0 | 33.481 | 0 | 0 | 600 | 0 | 0
11 | 1 | 23 | 12.7 | 12.5 | 99 | 0 | 0 | 0 | 336.8787 | -52.1871 | 0 | 0 | 0 | 0 | 33.6748 | 0 | 0 | 500 | 0 | 0
11 | 1 | 24 | 12.6 | 12.6 | 100 | 0 | 0 | 0 | 0.96425 | -54.0367 | 0 | 0 | 0 | 0 | 30.5645 | 0 | 0 | 400 | 0 | 0
11 | 2 | 1 | 12.3 | 12.3 | 100 | 0 | 0 | 0 | 24.9077 | -51.9107 | 0 | 0 | 0 | 0 | 30.7862 | 0 | 0 | 350 | 0 | 0
11 | 2 | 2 | 12.3 | 12.3 | 100 | 0 | 0 | 0 | 45.5463 | -46.4295 | 0 | 0 | 0 | 0 | 30.9773 | 0 | 0 | 350 | 0 | 0
11 | 2 | 3 | 12.3 | 12.3 | 100 | 0 | 0 | 0 | 62.339 | -38.7626 | 0 | 0 | 0 | 0 | 31.1328 | 0 | 0 | 350 | 0 | 0
11 | 2 | 4 | 12.3 | 12.3 | 100 | 0 | 0 | 0 | 76.2811 | -29.8987 | 88.7189 | 0 | 0 | 0 | 31.2619 | 0 | 0 | 350 | 0 | 0
11 | 2 | 5 | 12.2 | 12.2 | 100 | 0 | 0 | 0 | 88.5214 | -20.5077 | 76.4786 | 0 | 0 | 0 | 31.3752 | 0 | 0 | 350 | 0 | 0
11 | 2 | 6 | 12 | 12 | 100 | 0 | 0 | 0 | 99.9705 | -11.0511 | 65.0295 | 0 | 0 | 0 | 31.4812 | 0 | 0 | 350 | 0 | 0
11 | 2 | 7 | 12 | 12 | 100 | 0 | 0 | 0 | 111.3251 | -1.7937 | 53.6749 | 0 | 0 | 0 | 31.5863 | 0 | 0 | 350 | 0 | 0
11 | 2 | 8 | 11.9 | 11.9 | 100 | 6 | 0 | 6 | 123.1427 | 6.5893 | 41.8573 | 27.4107 | 0 | 5.4871 | 31.6958 | 5.4871 | 26.0748 | 350 | 26.0748 | 0
11 | 2 | 9 | 12 | 12 | 100 | 34 | 0 | 34 | 135.8666 | 13.8325 | 29.1334 | 20.1675 | 0 | 31.0936 | 31.8136 | 31.0936 | 147.757 | 350 | 147.757 | 0
11 | 2 | 10 | 12 | 12 | 100 | 69 | 0 | 69 | 149.7722 | 19.5385 | 15.2278 | 14.4615 | 0 | 63.1018 | 31.9423 | 63.1018 | 299.8597 | 600 | 299.8597 | 0
11 | 2 | 11 | 12.5 | 12.5 | 100 | 193 | 45 | 174 | 164.8361 | 23.184 | 0.16387 | 10.816 | 37.8186 | 159.1263 | 32.0818 | 159.1263 | 756.168 | 600 | 600 | 156.168
11 | 2 | 12 | 12.3 | 12.3 | 100 | 109 | 0 | 109 | 180.6223 | 24.3719 | 15.6223 | 9.6281 | 0 | 99.6825 | 32.228 | 99.6825 | 473.6915 | 600 | 473.6915 | 0
11 | 2 | 13 | 12.1 | 12.1 | 100 | 107 | 0 | 107 | 196.3713 | 22.9568 | 31.3713 | 11.0432 | 0 | 97.8535 | 32.3738 | 97.8535 | 464.9999 | 600 | 464.9999 | 0
11 | 2 | 14 | 12.3 | 12.3 | 100 | 90 | 0 | 90 | 211.341 | 19.1101 | 46.341 | 14.8899 | 0 | 82.3067 | 32.5124 | 82.3067 | 391.1214 | 600 | 391.1214 | 0
11 | 2 | 15 | 12.3 | 12.3 | 100 | 60 | 0 | 60 | 225.1314 | 13.2438 | 60.1314 | 20.7562 | 0 | 54.8711 | 32.6401 | 54.8711 | 260.7476 | 600 | 260.7476 | 0
11 | 2 | 16 | 12.2 | 12.2 | 100 | 26 | 0 | 26 | 237.7507 | 5.8901 | 72.7507 | 28.1099 | 0 | 23.7775 | 32.757 | 23.7775 | 112.9906 | 900 | 112.9906 | 0
11 | 2 | 17 | 12.2 | 12.2 | 100 | 3 | 0 | 3 | 249.4923 | -2.6397 | 84.4923 | 0 | 0 | 2.7436 | 32.8657 | 2.7436 | 13.0374 | 900 | 13.0374 | 0
11 | 2 | 18 | 12.5 | 12.5 | 100 | 0 | 0 | 0 | 260.8093 | -11.9055 | 0 | 0 | 0 | 0 | 32.9705 | 0 | 0 | 900 | 0 | 0
11 | 2 | 19 | 12.6 | 12.6 | 100 | 0 | 0 | 0 | 272.2678 | -21.3891 | 0 | 0 | 0 | 0 | 33.0766 | 0 | 0 | 900 | 0 | 0
11 | 2 | 20 | 12.5 | 12.5 | 100 | 0 | 0 | 0 | 284.5793 | -30.7809 | 0 | 0 | 0 | 0 | 33.1905 | 0 | 0 | 800 | 0 | 0
11 | 2 | 21 | 12.4 | 12.4 | 100 | 0 | 0 | 0 | 298.6796 | -39.6097 | 0 | 0 | 0 | 0 | 33.3211 | 0 | 0 | 700 | 0 | 0
11 | 2 | 22 | 12.5 | 12.5 | 100 | 0 | 0 | 0 | 315.7453 | -47.1858 | 0 | 0 | 0 | 0 | 33.4791 | 0 | 0 | 600 | 0 | 0
11 | 2 | 23 | 12.6 | 12.6 | 100 | 0 | 0 | 0 | 336.7488 | -52.4911 | 0 | 0 | 0 | 0 | 33.6736 | 0 | 0 | 500 | 0 | 0
11 | 2 | 24 | 12.4 | 12.4 | 100 | 0 | 0 | 0 | 0.97287 | -54.3507 | 0 | 0 | 0 | 0 | 30.5646 | 0 | 0 | 400 | 0 | 0
11 | 3 | 1 | 12.2 | 11.1 | 93 | 0 | 0 | 0 | 25.0511 | -52.212 | 0 | 0 | 0 | 0 | 30.7875 | 0 | 0 | 350 | 0 | 0
11 | 3 | 2 | 11.5 | 10.2 | 92 | 0 | 0 | 0 | 45.7618 | -46.7061 | 0 | 0 | 0 | 0 | 30.9793 | 0 | 0 | 350 | 0 | 0
11 | 3 | 3 | 10.5 | 9.3 | 92 | 0 | 0 | 0 | 62.5742 | -39.0172 | 0 | 0 | 0 | 0 | 31.1349 | 0 | 0 | 350 | 0 | 0
11 | 3 | 4 | 9.8 | 8.7 | 93 | 0 | 0 | 0 | 76.5125 | -30.1398 | 88.4875 | 0 | 0 | 0 | 31.264 | 0 | 0 | 350 | 0 | 0
11 | 3 | 5 | 9.5 | 8.9 | 96 | 0 | 0 | 0 | 88.7413 | -20.7439 | 76.2587 | 0 | 0 | 0 | 31.3772 | 0 | 0 | 350 | 0 | 0
11 | 3 | 6 | 9.3 | 8.5 | 95 | 0 | 0 | 0 | 100.1769 | -11.2904 | 64.8231 | 0 | 0 | 0 | 31.4831 | 0 | 0 | 350 | 0 | 0
11 | 3 | 7 | 9 | 8.4 | 96 | 0 | 0 | 0 | 111.5166 | -2.0601 | 53.4834 | 0 | 0 | 0 | 31.5881 | 0 | 0 | 350 | 0 | 0
11 | 3 | 8 | 9.4 | 8.4 | 93 | 19 | 0 | 19 | 123.3155 | 6.3327 | 41.6845 | 27.6673 | 0 | 17.3759 | 31.6974 | 17.3759 | 82.5701 | 350 | 82.5701 | 0
11 | 3 | 9 | 10.3 | 9.1 | 92 | 110 | 137 | 82 | 136.0135 | 13.5558 | 28.9865 | 20.4442 | 91.7678 | 74.9905 | 31.8149 | 74.9905 | 356.355 | 350 | 350 | 6.355
11 | 3 | 10 | 10.7 | 9.3 | 91 | 217 | 306 | 119 | 149.8815 | 19.2444 | 15.1185 | 14.7556 | 239.5742 | 108.8277 | 31.9433 | 108.8277 | 517.1494 | 600 | 517.1494 | 0
11 | 3 | 11 | 11 | 9.4 | 90 | 311 | 437 | 137 | 164.8942 | 22.877 | 0.1058 | 11.123 | 365.9869 | 125.2891 | 32.0824 | 125.2891 | 595.3737 | 600 | 595.3737 | 0
11 | 3 | 12 | 11.2 | 9.4 | 89 | 355 | 502 | 137 | 180.6197 | 24.0605 | 15.6197 | 9.9395 | 416.5346 | 125.2891 | 32.228 | 125.2891 | 595.3737 | 600 | 595.3737 | 0
11 | 3 | 13 | 11.7 | 9.7 | 88 | 352 | 445 | 161 | 196.3087 | 22.6509 | 31.3087 | 11.3491 | 338.2837 | 147.2375 | 32.3732 | 147.2375 | 699.6727 | 600 | 600 | 99.6727
11 | 3 | 14 | 12 | 10 | 88 | 294 | 445 | 125 | 211.2284 | 18.8179 | 46.2284 | 15.1821 | 281.943 | 114.3148 | 32.5114 | 114.3148 | 543.2242 | 600 | 543.2242 | 0
11 | 3 | 15 | 11.5 | 9.9 | 90 | 197 | 314 | 105 | 224.9826 | 12.9696 | 59.9826 | 21.0304 | 144.0227 | 96.0245 | 32.6387 | 96.0245 | 456.3083 | 600 | 456.3083 | 0
11 | 3 | 16 | 11.3 | 9.7 | 90 | 83 | 84 | 68 | 237.5768 | 5.6367 | 72.5768 | 28.3633 | 20.8366 | 62.1873 | 32.7553 | 62.1873 | 295.5139 | 900 | 295.5139 | 0
11 | 3 | 17 | 9.5 | 8.8 | 95 | 10 | 0 | 10 | 249.3004 | -2.8946 | 84.3004 | 0 | 0 | 9.1452 | 32.8639 | 9.1452 | 43.4579 | 900 | 43.4579 | 0
11 | 3 | 18 | 9.3 | 8.9 | 97 | 0 | 0 | 0 | 260.6028 | -12.1425 | 0 | 0 | 0 | 0 | 32.9685 | 0 | 0 | 900 | 0 | 0
11 | 3 | 19 | 9.6 | 9.4 | 99 | 0 | 0 | 0 | 272.048 | -21.6233 | 0 | 0 | 0 | 0 | 33.0745 | 0 | 0 | 900 | 0 | 0
11 | 3 | 20 | 9.5 | 9.3 | 99 | 0 | 0 | 0 | 284.3483 | -31.0201 | 0 | 0 | 0 | 0 | 33.1884 | 0 | 0 | 800 | 0 | 0
11 | 3 | 21 | 10 | 9.8 | 99 | 0 | 0 | 0 | 298.4455 | -39.8627 | 0 | 0 | 0 | 0 | 33.3189 | 0 | 0 | 700 | 0 | 0
11 | 3 | 22 | 11 | 10.4 | 96 | 0 | 0 | 0 | 315.5334 | -47.4608 | 0 | 0 | 0 | 0 | 33.4772 | 0 | 0 | 600 | 0 | 0
11 | 3 | 23 | 10 | 9.2 | 95 | 0 | 0 | 0 | 336.6135 | -52.7902 | 0 | 0 | 0 | 0 | 33.6723 | 0 | 0 | 500 | 0 | 0
11 | 3 | 24 | 8.7 | 8.1 | 96 | 0 | 0 | 0 | 0.97578 | -54.6607 | 0 | 0 | 0 | 0 | 30.5646 | 0 | 0 | 400 | 0 | 0
11 | 4 | 1 | 9.1 | 8.9 | 99 | 0 | 0 | 0 | 25.1894 | -52.5101 | 0 | 0 | 0 | 0 | 30.7888 | 0 | 0 | 350 | 0 | 0
11 | 4 | 2 | 8.9 | 8.5 | 97 | 0 | 0 | 0 | 45.9723 | -46.9802 | 0 | 0 | 0 | 0 | 30.9812 | 0 | 0 | 350 | 0 | 0
11 | 4 | 3 | 7.9 | 7.7 | 99 | 0 | 0 | 0 | 62.8045 | -39.2699 | 0 | 0 | 0 | 0 | 31.1371 | 0 | 0 | 350 | 0 | 0
11 | 4 | 4 | 8.6 | 8.6 | 100 | 0 | 0 | 0 | 76.739 | -30.3794 | 88.261 | 0 | 0 | 0 | 31.2661 | 0 | 0 | 350 | 0 | 0
11 | 4 | 5 | 8.4 | 8.4 | 100 | 0 | 0 | 0 | 88.9563 | -20.979 | 76.0437 | 0 | 0 | 0 | 31.3792 | 0 | 0 | 350 | 0 | 0
11 | 4 | 6 | 9.1 | 8.7 | 97 | 0 | 0 | 0 | 100.3784 | -11.5285 | 64.6216 | 0 | 0 | 0 | 31.485 | 0 | 0 | 350 | 0 | 0
11 | 4 | 7 | 9 | 8.8 | 99 | 0 | 0 | 0 | 111.7029 | -2.3213 | 53.2971 | 0 | 0 | 0 | 31.5898 | 0 | 0 | 350 | 0 | 0
11 | 4 | 8 | 10.6 | 10 | 96 | 11 | 0 | 11 | 123.4831 | 6.0778 | 41.5169 | 27.9222 | 0 | 10.0597 | 31.6989 | 10.0597 | 47.8037 | 350 | 47.8037 | 0
11 | 4 | 9 | 11 | 10.4 | 96 | 65 | 0 | 65 | 136.155 | 13.2813 | 28.845 | 20.7187 | 0 | 59.4437 | 31.8162 | 59.4437 | 282.4766 | 350 | 282.4766 | 0
11 | 4 | 10 | 11.3 | 10.7 | 96 | 133 | 17 | 128 | 149.9855 | 18.9531 | 15.0145 | 15.0469 | 13.2615 | 117.0584 | 31.9443 | 117.0584 | 556.2615 | 600 | 556.2615 | 0
11 | 4 | 11 | 12.2 | 11.2 | 94 | 186 | 33 | 174 | 164.9477 | 22.5735 | 0.052313 | 11.4265 | 27.5416 | 159.1263 | 32.0828 | 159.1263 | 756.168 | 600 | 600 | 156.168
11 | 4 | 12 | 11.6 | 10.8 | 95 | 214 | 43 | 195 | 180.6136 | 23.7532 | 15.6136 | 10.2468 | 35.5554 | 178.3312 | 32.2279 | 178.3312 | 847.4297 | 600 | 600 | 247.4297
11 | 4 | 13 | 11.7 | 11.2 | 97 | 209 | 45 | 190 | 196.2436 | 22.3498 | 31.2436 | 11.6502 | 34.0843 | 173.7586 | 32.3726 | 173.7586 | 825.7007 | 600 | 600 | 225.7007
11 | 4 | 14 | 11.6 | 11 | 96 | 87 | 0 | 87 | 211.1145 | 18.5308 | 46.1145 | 15.4692 | 0 | 79.5631 | 32.5103 | 79.5631 | 378.084 | 600 | 378.084 | 0
11 | 4 | 15 | 12 | 11.4 | 96 | 58 | 0 | 58 | 224.833 | 12.7005 | 59.833 | 21.2995 | 0 | 53.0421 | 32.6373 | 53.0421 | 252.056 | 600 | 252.056 | 0
11 | 4 | 16 | 11.9 | 11.5 | 97 | 24 | 0 | 24 | 237.4027 | 5.3888 | 72.4027 | 28.6112 | 0 | 21.9485 | 32.7537 | 21.9485 | 104.299 | 900 | 104.299 | 0
11 | 4 | 17 | 12.2 | 12 | 99 | 3 | 0 | 3 | 249.1084 | -3.1425 | 84.1084 | 0 | 0 | 2.7436 | 32.8621 | 2.7436 | 13.0374 | 900 | 13.0374 | 0
11 | 4 | 18 | 12.3 | 11.9 | 97 | 0 | 0 | 0 | 260.3961 | -12.3739 | 0 | 0 | 0 | 0 | 32.9666 | 0 | 0 | 900 | 0 | 0
11 | 4 | 19 | 12 | 11.8 | 99 | 0 | 0 | 0 | 271.8277 | -21.8519 | 0 | 0 | 0 | 0 | 33.0725 | 0 | 0 | 900 | 0 | 0
11 | 4 | 20 | 11.7 | 11.7 | 100 | 0 | 0 | 0 | 284.1162 | -31.2536 | 0 | 0 | 0 | 0 | 33.1863 | 0 | 0 | 800 | 0 | 0
11 | 4 | 21 | 11.7 | 11.7 | 100 | 0 | 0 | 0 | 298.2094 | -40.1099 | 0 | 0 | 0 | 0 | 33.3168 | 0 | 0 | 700 | 0 | 0
11 | 4 | 22 | 11 | 10.8 | 99 | 0 | 0 | 0 | 315.3177 | -47.7302 | 0 | 0 | 0 | 0 | 33.4752 | 0 | 0 | 600 | 0 | 0
11 | 4 | 23 | 10.6 | 10.6 | 100 | 0 | 0 | 0 | 336.4728 | -53.0842 | 0 | 0 | 0 | 0 | 33.671 | 0 | 0 | 500 | 0 | 0
11 | 4 | 24 | 10.5 | 10.5 | 100 | 0 | 0 | 0 | 0.97281 | -54.9665 | 0 | 0 | 0 | 0 | 30.5646 | 0 | 0 | 400 | 0 | 0
11 | 5 | 1 | 10.2 | 10.2 | 100 | 0 | 0 | 0 | 25.3223 | -52.8048 | 0 | 0 | 0 | 0 | 30.79 | 0 | 0 | 350 | 0 | 0
11 | 5 | 2 | 11 | 11 | 100 | 0 | 0 | 0 | 46.1777 | -47.2518 | 0 | 0 | 0 | 0 | 30.9831 | 0 | 0 | 350 | 0 | 0
11 | 5 | 3 | 11 | 11 | 100 | 0 | 0 | 0 | 63.0298 | -39.5207 | 0 | 0 | 0 | 0 | 31.1392 | 0 | 0 | 350 | 0 | 0
11 | 5 | 4 | 10.9 | 10.9 | 100 | 0 | 0 | 0 | 76.9605 | -30.6174 | 88.0395 | 0 | 0 | 0 | 31.2682 | 0 | 0 | 350 | 0 | 0
11 | 5 | 5 | 9.9 | 9.9 | 100 | 0 | 0 | 0 | 89.1663 | -21.2127 | 75.8337 | 0 | 0 | 0 | 31.3812 | 0 | 0 | 350 | 0 | 0
11 | 5 | 6 | 9.9 | 9.9 | 100 | 0 | 0 | 0 | 100.5748 | -11.7654 | 64.4252 | 0 | 0 | 0 | 31.4868 | 0 | 0 | 350 | 0 | 0
11 | 5 | 7 | 11.2 | 11.2 | 100 | 0 | 0 | 0 | 111.8841 | -2.5784 | 53.1159 | 0 | 0 | 0 | 31.5915 | 0 | 0 | 350 | 0 | 0
11 | 5 | 8 | 10.1 | 10.1 | 100 | 10 | 0 | 10 | 123.6454 | 5.825 | 41.3546 | 28.175 | 0 | 9.1452 | 31.7004 | 9.1452 | 43.4579 | 350 | 43.4579 | 0
11 | 5 | 9 | 11.8 | 11.6 | 99 | 63 | 0 | 63 | 136.2911 | 13.0089 | 28.7089 | 20.9911 | 0 | 57.6147 | 31.8175 | 57.6147 | 273.785 | 350 | 273.785 | 0
11 | 5 | 10 | 12.6 | 12.4 | 99 | 130 | 20 | 124 | 150.0844 | 18.6646 | 14.9156 | 15.3354 | 15.545 | 113.4003 | 31.9452 | 113.4003 | 538.8784 | 600 | 538.8784 | 0
11 | 5 | 11 | 12.7 | 12.3 | 97 | 183 | 32 | 171 | 164.9966 | 22.2737 | 0.003423 | 11.7263 | 26.6144 | 156.3827 | 32.0833 | 156.3827 | 743.1306 | 600 | 600 | 143.1306
11 | 5 | 12 | 13.2 | 12.4 | 95 | 210 | 45 | 191 | 180.6038 | 23.4502 | 15.6038 | 10.5498 | 37.0808 | 174.6731 | 32.2278 | 174.6731 | 830.0465 | 600 | 600 | 230.0465
11 | 5 | 13 | 13.1 | 12.2 | 94 | 206 | 44 | 188 | 196.1761 | 22.0534 | 31.1761 | 11.9466 | 33.2072 | 171.9295 | 32.372 | 171.9295 | 817.0091 | 600 | 600 | 217.0091
11 | 5 | 14 | 13.1 | 12.1 | 94 | 283 | 349 | 154 | 210.9991 | 18.2488 | 45.9991 | 15.7512 | 219.3553 | 140.8359 | 32.5093 | 140.8359 | 669.2522 | 600 | 600 | 69.2522
11 | 5 | 15 | 13 | 11.5 | 91 | 114 | 21 | 108 | 224.6827 | 12.4368 | 59.6827 | 21.5632 | 9.5381 | 98.768 | 32.636 | 98.768 | 469.3457 | 600 | 469.3457 | 0
11 | 5 | 16 | 12.5 | 11.5 | 94 | 46 | 0 | 46 | 237.2282 | 5.146 | 72.2282 | 28.854 | 0 | 42.0679 | 32.7521 | 42.0679 | 199.9065 | 900 | 199.9065 | 0
11 | 5 | 17 | 11.9 | 11.3 | 96 | 5 | 0 | 5 | 248.9163 | -3.3836 | 83.9163 | 0 | 0 | 4.5726 | 32.8603 | 4.5726 | 21.729 | 900 | 21.729 | 0
11 | 5 | 18 | 11.3 | 10.7 | 96 | 0 | 0 | 0 | 260.1892 | -12.5997 | 0 | 0 | 0 | 0 | 32.9647 | 0 | 0 | 900 | 0 | 0
11 | 5 | 19 | 10.4 | 9.9 | 97 | 0 | 0 | 0 | 271.6071 | -22.0747 | 0 | 0 | 0 | 0 | 33.0704 | 0 | 0 | 900 | 0 | 0
11 | 5 | 20 | 10.7 | 10.3 | 97 | 0 | 0 | 0 | 283.8832 | -31.4811 | 0 | 0 | 0 | 0 | 33.1841 | 0 | 0 | 800 | 0 | 0
11 | 5 | 21 | 11 | 10.6 | 97 | 0 | 0 | 0 | 297.9712 | -40.3511 | 0 | 0 | 0 | 0 | 33.3145 | 0 | 0 | 700 | 0 | 0
11 | 5 | 22 | 11.4 | 11.2 | 99 | 0 | 0 | 0 | 315.0984 | -47.9938 | 0 | 0 | 0 | 0 | 33.4731 | 0 | 0 | 600 | 0 | 0
11 | 5 | 23 | 11.5 | 11.5 | 100 | 0 | 0 | 0 | 336.3266 | -53.3729 | 0 | 0 | 0 | 0 | 33.6697 | 0 | 0 | 500 | 0 | 0
11 | 5 | 24 | 11.2 | 11.2 | 100 | 0 | 0 | 0 | 0.96381 | -55.268 | 0 | 0 | 0 | 0 | 30.5645 | 0 | 0 | 400 | 0 | 0
11 | 6 | 1 | 9.4 | 9.4 | 100 | 0 | 0 | 0 | 25.4496 | -53.0963 | 0 | 0 | 0 | 0 | 30.7912 | 0 | 0 | 350 | 0 | 0
11 | 6 | 2 | 10.1 | 10.1 | 100 | 0 | 0 | 0 | 46.3777 | -47.5208 | 0 | 0 | 0 | 0 | 30.985 | 0 | 0 | 350 | 0 | 0
11 | 6 | 3 | 9.1 | 9.1 | 100 | 0 | 0 | 0 | 63.2498 | -39.7695 | 0 | 0 | 0 | 0 | 31.1412 | 0 | 0 | 350 | 0 | 0
11 | 6 | 4 | 10 | 10 | 100 | 0 | 0 | 0 | 77.1768 | -30.854 | 87.8232 | 0 | 0 | 0 | 31.2702 | 0 | 0 | 350 | 0 | 0
11 | 6 | 5 | 9.9 | 9.9 | 100 | 0 | 0 | 0 | 89.3712 | -21.4452 | 75.6288 | 0 | 0 | 0 | 31.3831 | 0 | 0 | 350 | 0 | 0
11 | 6 | 6 | 10.4 | 10.4 | 100 | 0 | 0 | 0 | 100.766 | -12.001 | 64.234 | 0 | 0 | 0 | 31.4886 | 0 | 0 | 350 | 0 | 0
11 | 6 | 7 | 10.5 | 10.5 | 100 | 0 | 0 | 0 | 112.06 | -2.832 | 52.94 | 0 | 0 | 0 | 31.5931 | 0 | 0 | 350 | 0 | 0
11 | 6 | 8 | 10.7 | 10.7 | 100 | 13 | 0 | 13 | 123.8023 | 5.5741 | 41.1977 | 28.4259 | 0 | 11.8887 | 31.7019 | 11.8887 | 56.4953 | 350 | 56.4953 | 0
11 | 6 | 9 | 10.9 | 10.9 | 100 | 99 | 119 | 76 | 136.4219 | 12.739 | 28.5781 | 21.261 | 78.7527 | 69.5034 | 31.8187 | 69.5034 | 330.2803 | 350 | 330.2803 | 0
11 | 6 | 10 | 11.9 | 11.5 | 97 | 209 | 308 | 115 | 150.1781 | 18.3792 | 14.8219 | 15.6208 | 238.5184 | 105.1697 | 31.9461 | 105.1697 | 499.7662 | 600 | 499.7662 | 0
11 | 6 | 11 | 13 | 12.1 | 94 | 297 | 462 | 120 | 165.0409 | 21.9776 | 0.040882 | 12.0224 | 382.9142 | 109.7423 | 32.0837 | 109.7423 | 521.4952 | 600 | 521.4952 | 0
11 | 6 | 12 | 14 | 12.5 | 91 | 341 | 512 | 126 | 180.5905 | 23.1517 | 15.5905 | 10.8483 | 420.4503 | 115.2294 | 32.2277 | 115.2294 | 547.57 | 600 | 547.57 | 0
11 | 6 | 13 | 14.3 | 12 | 86 | 335 | 491 | 131 | 196.1062 | 21.762 | 31.1062 | 12.238 | 369.2477 | 119.802 | 32.3714 | 119.802 | 569.2989 | 600 | 569.2989 | 0
11 | 6 | 14 | 14.6 | 12.4 | 87 | 279 | 439 | 117 | 210.8823 | 17.972 | 45.8823 | 16.028 | 274.8495 | 106.9987 | 32.5082 | 106.9987 | 508.4578 | 600 | 508.4578 | 0
11 | 6 | 15 | 14.5 | 12.5 | 88 | 183 | 310 | 96 | 224.5318 | 12.1785 | 59.5318 | 21.8215 | 140.1371 | 87.7938 | 32.6346 | 87.7938 | 417.1962 | 600 | 417.1962 | 0
11 | 6 | 16 | 13.9 | 12 | 88 | 73 | 88 | 59 | 237.0535 | 4.9096 | 72.0535 | 29.0904 | 21.3509 | 53.9566 | 32.7505 | 53.9566 | 256.4018 | 900 | 256.4018 | 0
11 | 6 | 17 | 12.5 | 11.3 | 92 | 8 | 0 | 8 | 248.7242 | -3.6181 | 83.7242 | 0 | 0 | 7.3162 | 32.8586 | 7.3162 | 34.7663 | 900 | 34.7663 | 0
11 | 6 | 18 | 12.4 | 11.2 | 92 | 0 | 0 | 0 | 259.9823 | -12.8198 | 0 | 0 | 0 | 0 | 32.9628 | 0 | 0 | 900 | 0 | 0
11 | 6 | 19 | 11.6 | 10.4 | 92 | 0 | 0 | 0 | 271.3861 | -22.2916 | 0 | 0 | 0 | 0 | 33.0684 | 0 | 0 | 900 | 0 | 0
11 | 6 | 20 | 11.1 | 10.2 | 94 | 0 | 0 | 0 | 283.6494 | -31.7027 | 0 | 0 | 0 | 0 | 33.1819 | 0 | 0 | 800 | 0 | 0
11 | 6 | 21 | 10.7 | 9.9 | 95 | 0 | 0 | 0 | 297.7311 | -40.5863 | 0 | 0 | 0 | 0 | 33.3123 | 0 | 0 | 700 | 0 | 0
11 | 6 | 22 | 10.6 | 9.8 | 95 | 0 | 0 | 0 | 314.8754 | -48.2515 | 0 | 0 | 0 | 0 | 33.4711 | 0 | 0 | 600 | 0 | 0
11 | 6 | 23 | 10.5 | 9.9 | 96 | 0 | 0 | 0 | 336.1749 | -53.6563 | 0 | 0 | 0 | 0 | 33.6683 | 0 | 0 | 500 | 0 | 0
11 | 6 | 24 | 9.5 | 9.3 | 99 | 0 | 0 | 0 | 0.94863 | -55.5651 | 0 | 0 | 0 | 0 | 30.5643 | 0 | 0 | 400 | 0 | 0
11 | 7 | 1 | 8.7 | 8.7 | 100 | 0 | 0 | 0 | 25.5711 | -53.3843 | 0 | 0 | 0 | 0 | 30.7923 | 0 | 0 | 350 | 0 | 0
11 | 7 | 2 | 10.6 | 10.2 | 97 | 0 | 0 | 0 | 46.5723 | -47.7871 | 0 | 0 | 0 | 0 | 30.9868 | 0 | 0 | 350 | 0 | 0
11 | 7 | 3 | 10.1 | 9.9 | 99 | 0 | 0 | 0 | 63.4644 | -40.0163 | 0 | 0 | 0 | 0 | 31.1432 | 0 | 0 | 350 | 0 | 0
11 | 7 | 4 | 10.4 | 10 | 97 | 0 | 0 | 0 | 77.3878 | -31.0889 | 87.6122 | 0 | 0 | 0 | 31.2721 | 0 | 0 | 350 | 0 | 0
11 | 7 | 5 | 10 | 9.6 | 97 | 0 | 0 | 0 | 89.5708 | -21.6762 | 75.4292 | 0 | 0 | 0 | 31.3849 | 0 | 0 | 350 | 0 | 0
11 | 7 | 6 | 10.5 | 10 | 97 | 0 | 0 | 0 | 100.952 | -12.2352 | 64.048 | 0 | 0 | 0 | 31.4903 | 0 | 0 | 350 | 0 | 0
11 | 7 | 7 | 10.9 | 10.4 | 97 | 0 | 0 | 0 | 112.2306 | -3.0825 | 52.7694 | 0 | 0 | 0 | 31.5947 | 0 | 0 | 350 | 0 | 0
11 | 7 | 8 | 10.8 | 10.2 | 96 | 15 | 0 | 15 | 123.9538 | 5.3255 | 41.0462 | 28.6745 | 0 | 13.7178 | 31.7033 | 13.7178 | 65.1869 | 350 | 65.1869 | 0
11 | 7 | 9 | 11.8 | 10.6 | 92 | 96 | 117 | 74 | 136.5472 | 12.4714 | 28.4528 | 21.5286 | 77.1123 | 67.6744 | 31.8199 | 67.6744 | 321.5887 | 350 | 321.5887 | 0
11 | 7 | 10 | 12.5 | 11.1 | 91 | 203 | 295 | 115 | 150.2666 | 18.0968 | 14.7334 | 15.9032 | 227.6141 | 105.1697 | 31.9469 | 105.1697 | 499.7662 | 600 | 499.7662 | 0
11 | 7 | 11 | 12.1 | 10.7 | 91 | 265 | 282 | 158 | 165.0806 | 21.6853 | 0.08061 | 12.3147 | 232.9188 | 144.494 | 32.0841 | 144.494 | 686.6353 | 600 | 600 | 86.6353
11 | 7 | 12 | 13.4 | 11.5 | 88 | 324 | 453 | 136 | 180.5736 | 22.8576 | 15.5736 | 11.1424 | 370.7337 | 124.3746 | 32.2275 | 124.3746 | 591.0279 | 600 | 591.0279 | 0
11 | 7 | 13 | 13 | 11.5 | 91 | 299 | 365 | 150 | 196.0339 | 21.4755 | 31.0339 | 12.5245 | 273.5309 | 137.1778 | 32.3707 | 137.1778 | 651.869 | 600 | 600 | 51.869
11 | 7 | 14 | 13.4 | 11.9 | 91 | 166 | 38 | 152 | 210.7641 | 17.7005 | 45.7641 | 16.2995 | 23.7004 | 139.0069 | 32.5071 | 139.0069 | 660.5606 | 600 | 600 | 60.5606
11 | 7 | 15 | 13.4 | 11.9 | 91 | 108 | 9 | 106 | 224.3802 | 11.9256 | 59.3802 | 22.0744 | 4.0499 | 96.939 | 32.6331 | 96.939 | 460.6541 | 600 | 460.6541 | 0
11 | 7 | 16 | 13 | 11.7 | 92 | 42 | 0 | 42 | 236.8786 | 4.6792 | 71.8786 | 29.3208 | 0 | 38.4098 | 32.7489 | 38.4098 | 182.5233 | 900 | 182.5233 | 0
11 | 7 | 17 | 13 | 12.1 | 94 | 4 | 0 | 4 | 248.532 | -3.8462 | 83.532 | 0 | 0 | 3.6581 | 32.8568 | 3.6581 | 17.3832 | 900 | 17.3832 | 0
11 | 7 | 18 | 12.9 | 11.9 | 94 | 0 | 0 | 0 | 259.7754 | -13.034 | 0 | 0 | 0 | 0 | 32.9609 | 0 | 0 | 900 | 0 | 0
11 | 7 | 19 | 12.8 | 12.2 | 96 | 0 | 0 | 0 | 271.165 | -22.5026 | 0 | 0 | 0 | 0 | 33.0663 | 0 | 0 | 900 | 0 | 0
11 | 7 | 20 | 13 | 12.3 | 96 | 0 | 0 | 0 | 283.4148 | -31.9183 | 0 | 0 | 0 | 0 | 33.1798 | 0 | 0 | 800 | 0 | 0
11 | 7 | 21 | 13.1 | 12 | 93 | 0 | 0 | 0 | 297.4893 | -40.8153 | 0 | 0 | 0 | 0 | 33.3101 | 0 | 0 | 700 | 0 | 0
11 | 7 | 22 | 13.6 | 11.8 | 89 | 0 | 0 | 0 | 314.649 | -48.5032 | 0 | 0 | 0 | 0 | 33.469 | 0 | 0 | 600 | 0 | 0
11 | 7 | 23 | 13.4 | 11.8 | 90 | 0 | 0 | 0 | 336.0178 | -53.9342 | 0 | 0 | 0 | 0 | 33.6668 | 0 | 0 | 500 | 0 | 0
11 | 7 | 24 | 13.4 | 11.8 | 90 | 0 | 0 | 0 | 0.92713 | -55.8576 | 0 | 0 | 0 | 0 | 30.5641 | 0 | 0 | 400 | 0 | 0
11 | 8 | 1 | 13.5 | 12 | 91 | 0 | 0 | 0 | 25.6866 | -53.6688 | 0 | 0 | 0 | 0 | 30.7934 | 0 | 0 | 350 | 0 | 0
11 | 8 | 2 | 13.6 | 11.8 | 89 | 0 | 0 | 0 | 46.7611 | -48.0508 | 0 | 0 | 0 | 0 | 30.9885 | 0 | 0 | 350 | 0 | 0
11 | 8 | 3 | 12.8 | 11.8 | 94 | 0 | 0 | 0 | 63.6735 | -40.261 | 0 | 0 | 0 | 0 | 31.1451 | 0 | 0 | 350 | 0 | 0
11 | 8 | 4 | 12.6 | 11.7 | 94 | 0 | 0 | 0 | 77.5934 | -31.3222 | 87.4066 | 0 | 0 | 0 | 31.274 | 0 | 0 | 350 | 0 | 0
11 | 8 | 5 | 12.7 | 11.6 | 93 | 0 | 0 | 0 | 89.7651 | -21.9058 | 75.2349 | 0 | 0 | 0 | 31.3867 | 0 | 0 | 350 | 0 | 0
11 | 8 | 6 | 12.7 | 11.8 | 94 | 0 | 0 | 0 | 101.1326 | -12.468 | 63.8674 | 0 | 0 | 0 | 31.492 | 0 | 0 | 350 | 0 | 0
11 | 8 | 7 | 12.8 | 11.8 | 94 | 0 | 0 | 0 | 112.3957 | -3.3302 | 52.6043 | 0 | 0 | 0 | 31.5963 | 0 | 0 | 350 | 0 | 0
11 | 8 | 8 | 12.8 | 11.8 | 94 | 8 | 0 | 8 | 124.0998 | 5.0787 | 40.9002 | 28.9213 | 0 | 7.3162 | 31.7046 | 7.3162 | 34.7663 | 350 | 34.7663 | 0
11 | 8 | 9 | 13.3 | 12.2 | 93 | 56 | 0 | 56 | 136.667 | 12.2065 | 28.333 | 21.7935 | 0 | 51.2131 | 31.821 | 51.2131 | 243.3644 | 350 | 243.3644 | 0
11 | 8 | 10 | 13.3 | 12.3 | 94 | 121 | 17 | 116 | 150.3499 | 17.8177 | 14.6501 | 16.1823 | 13.0686 | 106.0842 | 31.9477 | 106.0842 | 504.112 | 600 | 504.112 | 0
11 | 8 | 11 | 13.8 | 12.7 | 93 | 86 | 0 | 86 | 165.1158 | 21.397 | 0.11577 | 12.603 | 0 | 78.6486 | 32.0844 | 78.6486 | 373.7382 | 600 | 373.7382 | 0
11 | 8 | 12 | 14 | 13.1 | 94 | 263 | 175 | 192 | 180.5532 | 22.5682 | 15.5532 | 11.4318 | 142.7359 | 175.5876 | 32.2273 | 175.5876 | 834.3923 | 600 | 600 | 234.3923
11 | 8 | 13 | 15.1 | 13.5 | 90 | 312 | 395 | 152 | 195.9592 | 21.1942 | 30.9592 | 12.8058 | 294.9915 | 139.0069 | 32.37 | 139.0069 | 660.5606 | 600 | 600 | 60.5606
11 | 8 | 14 | 15.3 | 13.9 | 91 | 268 | 412 | 120 | 210.6447 | 17.4344 | 45.6447 | 16.5656 | 256.0031 | 109.7423 | 32.506 | 109.7423 | 521.4952 | 600 | 521.4952 | 0
11 | 8 | 15 | 15.8 | 14.1 | 90 | 174 | 295 | 94 | 224.228 | 11.6784 | 59.228 | 22.3216 | 132.1557 | 85.9648 | 32.6317 | 85.9648 | 408.5046 | 600 | 408.5046 | 0
11 | 8 | 16 | 15.5 | 13.7 | 89 | 67 | 76 | 55 | 236.7036 | 4.4549 | 71.7036 | 29.5451 | 18.1954 | 50.2985 | 32.7473 | 50.2985 | 239.0186 | 900 | 239.0186 | 0
11 | 8 | 17 | 14.5 | 13.3 | 93 | 7 | 0 | 7 | 248.34 | -4.0678 | 83.34 | 0 | 0 | 6.4016 | 32.855 | 6.4016 | 30.4206 | 900 | 30.4206 | 0
11 | 8 | 18 | 14.2 | 13.4 | 95 | 0 | 0 | 0 | 259.5687 | -13.2424 | 0 | 0 | 0 | 0 | 32.959 | 0 | 0 | 900 | 0 | 0
11 | 8 | 19 | 13.7 | 12.9 | 95 | 0 | 0 | 0 | 270.9438 | -22.7076 | 0 | 0 | 0 | 0 | 33.0643 | 0 | 0 | 900 | 0 | 0
11 | 8 | 20 | 13.3 | 12.7 | 96 | 0 | 0 | 0 | 283.1796 | -32.1276 | 0 | 0 | 0 | 0 | 33.1776 | 0 | 0 | 800 | 0 | 0
11 | 8 | 21 | 13.7 | 13.2 | 97 | 0 | 0 | 0 | 297.2458 | -41.0381 | 0 | 0 | 0 | 0 | 33.3078 | 0 | 0 | 700 | 0 | 0
11 | 8 | 22 | 13.7 | 12.9 | 95 | 0 | 0 | 0 | 314.4191 | -48.7487 | 0 | 0 | 0 | 0 | 33.4668 | 0 | 0 | 600 | 0 | 0
11 | 8 | 23 | 13.1 | 12.5 | 96 | 0 | 0 | 0 | 335.8551 | -54.2065 | 0 | 0 | 0 | 0 | 33.6653 | 0 | 0 | 500 | 0 | 0
11 | 8 | 24 | 12.7 | 12.1 | 96 | 0 | 0 | 0 | 0.89917 | -56.1456 | 0 | 0 | 0 | 0 | 30.5639 | 0 | 0 | 400 | 0 | 0
11 | 9 | 1 | 12.5 | 11.9 | 96 | 0 | 0 | 0 | 25.7959 | -53.9496 | 0 | 0 | 0 | 0 | 30.7944 | 0 | 0 | 350 | 0 | 0
11 | 9 | 2 | 12.8 | 12.3 | 97 | 0 | 0 | 0 | 46.9441 | -48.3117 | 0 | 0 | 0 | 0 | 30.9902 | 0 | 0 | 350 | 0 | 0
11 | 9 | 3 | 12.6 | 12.1 | 97 | 0 | 0 | 0 | 63.8769 | -40.5035 | 0 | 0 | 0 | 0 | 31.147 | 0 | 0 | 350 | 0 | 0
11 | 9 | 4 | 12.9 | 11.9 | 94 | 0 | 0 | 0 | 77.7935 | -31.5537 | 87.2065 | 0 | 0 | 0 | 31.2759 | 0 | 0 | 350 | 0 | 0
11 | 9 | 5 | 12.9 | 11.7 | 92 | 0 | 0 | 0 | 89.954 | -22.1339 | 75.046 | 0 | 0 | 0 | 31.3885 | 0 | 0 | 350 | 0 | 0
11 | 9 | 6 | 12.5 | 11.8 | 95 | 0 | 0 | 0 | 101.3078 | -12.6992 | 63.6922 | 0 | 0 | 0 | 31.4936 | 0 | 0 | 350 | 0 | 0
11 | 9 | 7 | 12.3 | 11.5 | 95 | 0 | 0 | 0 | 112.5554 | -3.5751 | 52.4446 | 0 | 0 | 0 | 31.5977 | 0 | 0 | 350 | 0 | 0
11 | 9 | 8 | 12.7 | 11.8 | 94 | 8 | 0 | 8 | 124.2402 | 4.835 | 40.7598 | 29.165 | 0 | 7.3162 | 31.7059 | 7.3162 | 34.7663 | 350 | 34.7663 | 0
11 | 9 | 9 | 13.3 | 11.8 | 91 | 54 | 0 | 54 | 136.7814 | 11.9441 | 28.2186 | 22.0559 | 0 | 49.384 | 31.822 | 49.384 | 234.6728 | 350 | 234.6728 | 0
11 | 9 | 10 | 13.6 | 12 | 90 | 59 | 0 | 59 | 150.4279 | 17.5419 | 14.5721 | 16.4581 | 0 | 53.9566 | 31.9484 | 53.9566 | 256.4018 | 600 | 256.4018 | 0
11 | 9 | 11 | 13.9 | 12.4 | 91 | 85 | 0 | 85 | 165.1464 | 21.1128 | 0.14639 | 12.8872 | 0 | 77.7341 | 32.0847 | 77.7341 | 369.3924 | 600 | 369.3924 | 0
11 | 9 | 12 | 14.4 | 12.6 | 89 | 98 | 0 | 98 | 180.5293 | 22.2836 | 15.5293 | 11.7164 | 0 | 89.6228 | 32.2271 | 89.6228 | 425.8877 | 600 | 425.8877 | 0
11 | 9 | 13 | 15 | 12.9 | 87 | 193 | 47 | 175 | 195.8822 | 20.9181 | 30.8822 | 13.0819 | 34.981 | 160.0408 | 32.3693 | 160.0408 | 760.5138 | 600 | 600 | 160.5138
11 | 9 | 14 | 15.5 | 13.1 | 86 | 160 | 13 | 155 | 210.5239 | 17.1738 | 45.5239 | 16.8262 | 8.0483 | 141.7504 | 32.5049 | 141.7504 | 673.598 | 600 | 600 | 73.598
11 | 9 | 15 | 14.7 | 13.1 | 90 | 103 | 8 | 101 | 224.0753 | 11.4368 | 59.0753 | 22.5632 | 3.5685 | 92.3664 | 32.6303 | 92.3664 | 438.9251 | 600 | 438.9251 | 0
11 | 9 | 16 | 14.2 | 12.7 | 91 | 39 | 0 | 39 | 236.5285 | 4.2366 | 71.5285 | 29.7634 | 0 | 35.6662 | 32.7456 | 35.6662 | 169.4859 | 900 | 169.4859 | 0
11 | 9 | 17 | 13.5 | 12.6 | 94 | 5 | 0 | 5 | 248.1481 | -4.2831 | 83.1481 | 0 | 0 | 4.5726 | 32.8532 | 4.5726 | 21.729 | 900 | 21.729 | 0
11 | 9 | 18 | 13.4 | 12.5 | 94 | 0 | 0 | 0 | 259.3621 | -13.4448 | 0 | 0 | 0 | 0 | 32.9571 | 0 | 0 | 900 | 0 | 0
11 | 9 | 19 | 13.4 | 12.1 | 92 | 0 | 0 | 0 | 270.7226 | -22.9065 | 0 | 0 | 0 | 0 | 33.0622 | 0 | 0 | 900 | 0 | 0
11 | 9 | 20 | 13.1 | 12 | 93 | 0 | 0 | 0 | 282.9439 | -32.3307 | 0 | 0 | 0 | 0 | 33.1754 | 0 | 0 | 800 | 0 | 0
11 | 9 | 21 | 12.9 | 11.9 | 94 | 0 | 0 | 0 | 297.0007 | -41.2545 | 0 | 0 | 0 | 0 | 33.3056 | 0 | 0 | 700 | 0 | 0
11 | 9 | 22 | 12.5 | 11.5 | 94 | 0 | 0 | 0 | 314.1859 | -48.988 | 0 | 0 | 0 | 0 | 33.4647 | 0 | 0 | 600 | 0 | 0
11 | 9 | 23 | 12.1 | 11.1 | 94 | 0 | 0 | 0 | 335.687 | -54.4731 | 0 | 0 | 0 | 0 | 33.6638 | 0 | 0 | 500 | 0 | 0
11 | 9 | 24 | 12.3 | 11.2 | 93 | 0 | 0 | 0 | 0.86463 | -56.4288 | 0 | 0 | 0 | 0 | 30.5636 | 0 | 0 | 400 | 0 | 0
11 | 10 | 1 | 12.1 | 11.1 | 94 | 0 | 0 | 0 | 25.8988 | -54.2268 | 0 | 0 | 0 | 0 | 30.7954 | 0 | 0 | 350 | 0 | 0
11 | 10 | 2 | 12.6 | 11.1 | 91 | 0 | 0 | 0 | 47.121 | -48.5697 | 0 | 0 | 0 | 0 | 30.9919 | 0 | 0 | 350 | 0 | 0
11 | 10 | 3 | 12.6 | 11.1 | 91 | 0 | 0 | 0 | 64.0745 | -40.7439 | 0 | 0 | 0 | 0 | 31.1488 | 0 | 0 | 350 | 0 | 0
11 | 10 | 4 | 12.2 | 11 | 92 | 0 | 0 | 0 | 77.9878 | -31.7835 | 87.0122 | 0 | 0 | 0 | 31.2777 | 0 | 0 | 350 | 0 | 0
11 | 10 | 5 | 11.9 | 10.7 | 92 | 0 | 0 | 0 | 90.1373 | -22.3604 | 74.8627 | 0 | 0 | 0 | 31.3902 | 0 | 0 | 350 | 0 | 0
11 | 10 | 6 | 11.5 | 10.5 | 94 | 0 | 0 | 0 | 101.4776 | -12.9288 | 63.5224 | 0 | 0 | 0 | 31.4952 | 0 | 0 | 350 | 0 | 0
11 | 10 | 7 | 11.3 | 10.3 | 94 | 0 | 0 | 0 | 112.7096 | -3.8175 | 52.2904 | 0 | 0 | 0 | 31.5992 | 0 | 0 | 350 | 0 | 0
11 | 10 | 8 | 11.4 | 10.4 | 94 | 10 | 0 | 10 | 124.3752 | 4.594 | 40.6248 | 29.406 | 0 | 9.1452 | 31.7072 | 9.1452 | 43.4579 | 350 | 43.4579 | 0
11 | 10 | 9 | 12.4 | 11.1 | 92 | 52 | 0 | 52 | 136.8903 | 11.6846 | 28.1097 | 22.3154 | 0 | 47.555 | 31.8231 | 47.555 | 225.9813 | 350 | 225.9813 | 0
11 | 10 | 10 | 13.4 | 11.3 | 87 | 116 | 16 | 112 | 150.5008 | 17.2696 | 14.4992 | 16.7304 | 12.2095 | 102.4261 | 31.9491 | 102.4261 | 486.7288 | 600 | 486.7288 | 0
11 | 10 | 11 | 14.1 | 11.5 | 84 | 252 | 254 | 159 | 165.1725 | 20.8327 | 0.17247 | 13.1673 | 207.6378 | 145.4085 | 32.0849 | 145.4085 | 690.9811 | 600 | 600 | 90.9811
11 | 10 | 12 | 14.8 | 11.2 | 79 | 195 | 62 | 170 | 180.5018 | 22.0037 | 15.5018 | 11.9963 | 50.2332 | 155.4682 | 32.2269 | 155.4682 | 738.7849 | 600 | 600 | 138.7849
11 | 10 | 13 | 15.3 | 10.8 | 75 | 312 | 376 | 163 | 195.8028 | 20.6473 | 30.8028 | 13.3527 | 278.913 | 149.0666 | 32.3685 | 149.0666 | 708.3643 | 600 | 600 | 108.3643
11 | 10 | 14 | 16 | 11.6 | 75 | 251 | 375 | 120 | 210.4018 | 16.9189 | 45.4018 | 17.0811 | 231.3364 | 109.7423 | 32.5037 | 109.7423 | 521.4952 | 600 | 521.4952 | 0
11 | 10 | 15 | 15.8 | 11.7 | 77 | 167 | 275 | 95 | 223.9221 | 11.2011 | 58.9221 | 22.7989 | 122.1556 | 86.8793 | 32.6289 | 86.8793 | 412.8504 | 600 | 412.8504 | 0
11 | 10 | 16 | 14.5 | 11.6 | 83 | 62 | 66 | 52 | 236.3533 | 4.0245 | 71.3533 | 29.9755 | 15.6113 | 47.555 | 32.744 | 47.555 | 225.9813 | 900 | 225.9813 | 0
11 | 10 | 17 | 13 | 10.9 | 87 | 6 | 0 | 6 | 247.9564 | -4.4919 | 82.9564 | 0 | 0 | 5.4871 | 32.8514 | 5.4871 | 26.0748 | 900 | 26.0748 | 0
11 | 10 | 18 | 13.1 | 11.6 | 91 | 0 | 0 | 0 | 259.1559 | -13.6411 | 0 | 0 | 0 | 0 | 32.9551 | 0 | 0 | 900 | 0 | 0
11 | 10 | 19 | 12.5 | 11.3 | 92 | 0 | 0 | 0 | 270.5015 | -23.0992 | 0 | 0 | 0 | 0 | 33.0602 | 0 | 0 | 900 | 0 | 0
11 | 10 | 20 | 13.4 | 11.9 | 91 | 0 | 0 | 0 | 282.7078 | -32.5275 | 0 | 0 | 0 | 0 | 33.1732 | 0 | 0 | 800 | 0 | 0
11 | 10 | 21 | 13.5 | 12 | 91 | 0 | 0 | 0 | 296.7543 | -41.4645 | 0 | 0 | 0 | 0 | 33.3033 | 0 | 0 | 700 | 0 | 0
11 | 10 | 22 | 13.4 | 11.9 | 91 | 0 | 0 | 0 | 313.9494 | -49.2209 | 0 | 0 | 0 | 0 | 33.4625 | 0 | 0 | 600 | 0 | 0
11 | 10 | 23 | 13.1 | 11.6 | 91 | 0 | 0 | 0 | 335.5134 | -54.7339 | 0 | 0 | 0 | 0 | 33.6622 | 0 | 0 | 500 | 0 | 0
11 | 10 | 24 | 12.9 | 11.4 | 91 | 0 | 0 | 0 | 0.82338 | -56.7071 | 0 | 0 | 0 | 0 | 30.5632 | 0 | 0 | 400 | 0 | 0
11 | 11 | 1 | 12.7 | 11.6 | 93 | 0 | 0 | 0 | 25.9951 | -54.5001 | 0 | 0 | 0 | 0 | 30.7963 | 0 | 0 | 350 | 0 | 0
11 | 11 | 2 | 12.6 | 11.7 | 94 | 0 | 0 | 0 | 47.2916 | -48.8248 | 0 | 0 | 0 | 0 | 30.9934 | 0 | 0 | 350 | 0 | 0
11 | 11 | 3 | 12.2 | 11.6 | 96 | 0 | 0 | 0 | 64.266 | -40.982 | 0 | 0 | 0 | 0 | 31.1506 | 0 | 0 | 350 | 0 | 0
11 | 11 | 4 | 12.2 | 11.8 | 97 | 0 | 0 | 0 | 78.1764 | -32.0114 | 86.8236 | 0 | 0 | 0 | 31.2794 | 0 | 0 | 350 | 0 | 0
11 | 11 | 5 | 12.3 | 11.9 | 97 | 0 | 0 | 0 | 90.3149 | -22.5852 | 74.6851 | 0 | 0 | 0 | 31.3918 | 0 | 0 | 350 | 0 | 0
11 | 11 | 6 | 12.3 | 12.1 | 99 | 0 | 0 | 0 | 101.6417 | -13.1568 | 63.3583 | 0 | 0 | 0 | 31.4967 | 0 | 0 | 350 | 0 | 0
11 | 11 | 7 | 12.4 | 12.2 | 99 | 0 | 0 | 0 | 112.8582 | -4.0574 | 52.1418 | 0 | 0 | 0 | 31.6005 | 0 | 0 | 350 | 0 | 0
11 | 11 | 8 | 12.8 | 12.6 | 99 | 7 | 0 | 7 | 124.5045 | 4.3558 | 40.4955 | 29.6442 | 0 | 6.4016 | 31.7084 | 6.4016 | 30.4206 | 350 | 30.4206 | 0
11 | 11 | 9 | 13.2 | 13 | 99 | 50 | 0 | 50 | 136.9936 | 11.428 | 28.0064 | 22.572 | 0 | 45.7259 | 31.824 | 45.7259 | 217.2897 | 350 | 217.2897 | 0
11 | 11 | 10 | 13.7 | 13.3 | 97 | 113 | 14 | 109 | 150.5685 | 17.0008 | 14.4315 | 16.9992 | 10.6439 | 99.6825 | 31.9497 | 99.6825 | 473.6915 | 600 | 473.6915 | 0
11 | 11 | 11 | 13.9 | 13.2 | 96 | 165 | 28 | 155 | 165.194 | 20.557 | 0.19405 | 13.443 | 22.8113 | 141.7504 | 32.0851 | 141.7504 | 673.598 | 600 | 600 | 73.598
11 | 11 | 12 | 15.1 | 13.3 | 89 | 191 | 17 | 184 | 180.4709 | 21.7289 | 15.4709 | 12.2711 | 13.7285 | 168.2715 | 32.2266 | 168.2715 | 799.626 | 600 | 600 | 199.626
11 | 11 | 13 | 15 | 13.4 | 90 | 246 | 197 | 169 | 195.7212 | 20.382 | 30.7212 | 13.618 | 145.6531 | 154.5537 | 32.3678 | 154.5537 | 734.4391 | 600 | 600 | 134.4391
11 | 11 | 14 | 14.5 | 13 | 91 | 203 | 99 | 169 | 210.2785 | 16.6697 | 45.2785 | 17.3303 | 60.861 | 154.5537 | 32.5026 | 154.5537 | 734.4391 | 600 | 600 | 134.4391
11 | 11 | 15 | 13.9 | 13.2 | 96 | 99 | 13 | 95 | 223.7684 | 10.9712 | 58.7684 | 23.0288 | 5.7515 | 86.8793 | 32.6275 | 86.8793 | 412.8504 | 600 | 412.8504 | 0
11 | 11 | 16 | 13.3 | 12.9 | 97 | 36 | 0 | 36 | 236.1783 | 3.8186 | 71.1783 | 30.1814 | 0 | 32.9227 | 32.7424 | 32.9227 | 156.4486 | 900 | 156.4486 | 0
11 | 11 | 17 | 13 | 12.8 | 99 | 2 | 0 | 2 | 247.7651 | -4.6944 | 82.7651 | 0 | 0 | 1.829 | 32.8497 | 1.829 | 8.6916 | 900 | 8.6916 | 0
11 | 11 | 18 | 12.6 | 12.6 | 100 | 0 | 0 | 0 | 258.95 | -13.8313 | 0 | 0 | 0 | 0 | 32.9532 | 0 | 0 | 900 | 0 | 0
11 | 11 | 19 | 12.7 | 12.7 | 100 | 0 | 0 | 0 | 270.2806 | -23.2857 | 0 | 0 | 0 | 0 | 33.0582 | 0 | 0 | 900 | 0 | 0
11 | 11 | 20 | 12.9 | 12.7 | 99 | 0 | 0 | 0 | 282.4716 | -32.7179 | 0 | 0 | 0 | 0 | 33.171 | 0 | 0 | 800 | 0 | 0
11 | 11 | 21 | 11.9 | 11.7 | 99 | 0 | 0 | 0 | 296.5067 | -41.668 | 0 | 0 | 0 | 0 | 33.301 | 0 | 0 | 700 | 0 | 0
11 | 11 | 22 | 11.7 | 11.5 | 99 | 0 | 0 | 0 | 313.71 | -49.4473 | 0 | 0 | 0 | 0 | 33.4603 | 0 | 0 | 600 | 0 | 0
11 | 11 | 23 | 11.2 | 11 | 99 | 0 | 0 | 0 | 335.3344 | -54.9886 | 0 | 0 | 0 | 0 | 33.6605 | 0 | 0 | 500 | 0 | 0
11 | 11 | 24 | 11 | 10.8 | 99 | 0 | 0 | 0 | 0.77531 | -56.9804 | 0 | 0 | 0 | 0 | 30.5627 | 0 | 0 | 400 | 0 | 0
11 | 12 | 1 | 10.4 | 10 | 97 | 0 | 0 | 0 | 26.0847 | -54.7696 | 0 | 0 | 0 | 0 | 30.7971 | 0 | 0 | 350 | 0 | 0
11 | 12 | 2 | 10 | 9.6 | 97 | 0 | 0 | 0 | 47.4558 | -49.0769 | 0 | 0 | 0 | 0 | 30.995 | 0 | 0 | 350 | 0 | 0
11 | 12 | 3 | 9.5 | 9.1 | 97 | 0 | 0 | 0 | 64.4514 | -41.2177 | 0 | 0 | 0 | 0 | 31.1523 | 0 | 0 | 350 | 0 | 0
11 | 12 | 4 | 9.2 | 9 | 99 | 0 | 0 | 0 | 78.3591 | -32.2374 | 86.6409 | 0 | 0 | 0 | 31.2811 | 0 | 0 | 350 | 0 | 0
11 | 12 | 5 | 9.1 | 8.9 | 99 | 0 | 0 | 0 | 90.4868 | -22.8083 | 74.5132 | 0 | 0 | 0 | 31.3934 | 0 | 0 | 350 | 0 | 0
11 | 12 | 6 | 9.1 | 8.7 | 97 | 0 | 0 | 0 | 101.8002 | -13.383 | 63.1998 | 0 | 0 | 0 | 31.4981 | 0 | 0 | 350 | 0 | 0
11 | 12 | 7 | 9.1 | 8.6 | 97 | 0 | 0 | 0 | 113.0012 | -4.2947 | 51.9988 | 0 | 0 | 0 | 31.6019 | 0 | 0 | 350 | 0 | 0
11 | 12 | 8 | 8.8 | 8.4 | 97 | 3 | 0 | 3 | 124.6282 | 4.1204 | 40.3718 | 29.8796 | 0 | 2.7436 | 31.7095 | 2.7436 | 13.0374 | 350 | 13.0374 | 0
11 | 12 | 9 | 8.9 | 8.3 | 96 | 48 | 0 | 48 | 137.0914 | 11.1743 | 27.9086 | 22.8257 | 0 | 43.8969 | 31.8249 | 43.8969 | 208.5981 | 350 | 208.5981 | 0
11 | 12 | 10 | 8.9 | 7.9 | 93 | 55 | 0 | 55 | 150.6309 | 16.7357 | 14.3691 | 17.2643 | 0 | 50.2985 | 31.9503 | 50.2985 | 239.0186 | 600 | 239.0186 | 0
11 | 12 | 11 | 9.2 | 8.4 | 95 | 81 | 0 | 81 | 165.2111 | 20.2856 | 0.21113 | 13.7144 | 0 | 74.076 | 32.0853 | 74.076 | 352.0093 | 600 | 352.0093 | 0
11 | 12 | 12 | 9.1 | 8.3 | 95 | 94 | 0 | 94 | 180.4366 | 21.4591 | 15.4366 | 12.5409 | 0 | 85.9648 | 32.2263 | 85.9648 | 408.5046 | 600 | 408.5046 | 0
11 | 12 | 13 | 8 | 7.4 | 96 | 92 | 0 | 92 | 195.6374 | 20.1222 | 30.6374 | 13.8778 | 0 | 84.1357 | 32.367 | 84.1357 | 399.813 | 600 | 399.813 | 0
11 | 12 | 14 | 7.8 | 7 | 95 | 76 | 0 | 76 | 210.1541 | 16.4262 | 45.1541 | 17.5738 | 0 | 69.5034 | 32.5014 | 69.5034 | 330.2803 | 600 | 330.2803 | 0
11 | 12 | 15 | 7.2 | 6.7 | 97 | 48 | 0 | 48 | 223.6143 | 10.7473 | 58.6143 | 23.2527 | 0 | 43.8969 | 32.6261 | 43.8969 | 208.5981 | 600 | 208.5981 | 0
11 | 12 | 16 | 6.1 | 5.9 | 99 | 17 | 0 | 17 | 236.0033 | 3.619 | 71.0033 | 30.381 | 0 | 15.5468 | 32.7408 | 15.5468 | 73.8785 | 900 | 73.8785 | 0
11 | 12 | 17 | 5.5 | 5.5 | 100 | 1 | 0 | 1 | 247.5741 | -4.8904 | 82.5741 | 0 | 0 | 0.91452 | 32.8479 | 0.91452 | 4.3458 | 900 | 4.3458 | 0
11 | 12 | 18 | 6 | 5.5 | 97 | 0 | 0 | 0 | 258.7446 | -14.0152 | 0 | 0 | 0 | 0 | 32.9513 | 0 | 0 | 900 | 0 | 0
11 | 12 | 19 | 6.4 | 6.2 | 99 | 0 | 0 | 0 | 270.0602 | -23.4659 | 0 | 0 | 0 | 0 | 33.0561 | 0 | 0 | 900 | 0 | 0
11 | 12 | 20 | 6.5 | 6.3 | 99 | 0 | 0 | 0 | 282.2352 | -32.9019 | 0 | 0 | 0 | 0 | 33.1688 | 0 | 0 | 800 | 0 | 0
11 | 12 | 21 | 6.2 | 6.2 | 100 | 0 | 0 | 0 | 296.2579 | -41.8649 | 0 | 0 | 0 | 0 | 33.2987 | 0 | 0 | 700 | 0 | 0
11 | 12 | 22 | 5.8 | 5.8 | 100 | 0 | 0 | 0 | 313.4676 | -49.6672 | 0 | 0 | 0 | 0 | 33.458 | 0 | 0 | 600 | 0 | 0
11 | 12 | 23 | 5.6 | 5.6 | 100 | 0 | 0 | 0 | 335.15 | -55.2373 | 0 | 0 | 0 | 0 | 33.6588 | 0 | 0 | 500 | 0 | 0
11 | 12 | 24 | 5.5 | 5.5 | 100 | 0 | 0 | 0 | 0.72031 | -57.2487 | 0 | 0 | 0 | 0 | 30.5622 | 0 | 0 | 400 | 0 | 0
11 | 13 | 1 | 5.1 | 5.1 | 100 | 0 | 0 | 0 | 26.1673 | -55.0351 | 0 | 0 | 0 | 0 | 30.7978 | 0 | 0 | 350 | 0 | 0
11 | 13 | 2 | 5.1 | 5.1 | 100 | 0 | 0 | 0 | 47.6134 | -49.326 | 0 | 0 | 0 | 0 | 30.9964 | 0 | 0 | 350 | 0 | 0
11 | 13 | 3 | 5.3 | 5.3 | 100 | 0 | 0 | 0 | 64.6304 | -41.4511 | 0 | 0 | 0 | 0 | 31.154 | 0 | 0 | 350 | 0 | 0
11 | 13 | 4 | 5.9 | 5.9 | 100 | 0 | 0 | 0 | 78.5358 | -32.4614 | 86.4642 | 0 | 0 | 0 | 31.2827 | 0 | 0 | 350 | 0 | 0
11 | 13 | 5 | 6.1 | 6.1 | 100 | 0 | 0 | 0 | 90.6529 | -23.0296 | 74.3471 | 0 | 0 | 0 | 31.3949 | 0 | 0 | 350 | 0 | 0
11 | 13 | 6 | 6.2 | 6 | 99 | 0 | 0 | 0 | 101.9529 | -13.6073 | 63.0471 | 0 | 0 | 0 | 31.4996 | 0 | 0 | 350 | 0 | 0
11 | 13 | 7 | 6.7 | 6.5 | 99 | 0 | 0 | 0 | 113.1385 | -4.5295 | 51.8615 | 0 | 0 | 0 | 31.6031 | 0 | 0 | 350 | 0 | 0
11 | 13 | 8 | 6.4 | 5.8 | 96 | 6 | 0 | 6 | 124.7462 | 3.8881 | 40.2538 | 30.1119 | 0 | 5.4871 | 31.7106 | 5.4871 | 26.0748 | 350 | 26.0748 | 0
11 | 13 | 9 | 6.2 | 5.5 | 95 | 73 | 135 | 52 | 137.1837 | 10.9237 | 27.8163 | 23.0763 | 86.7672 | 47.555 | 31.8258 | 47.555 | 225.9813 | 350 | 225.9813 | 0
11 | 13 | 10 | 7 | 5.6 | 91 | 180 | 292 | 100 | 150.6882 | 16.4743 | 14.3118 | 17.5257 | 220.3717 | 91.4519 | 31.9508 | 91.4519 | 434.5793 | 600 | 434.5793 | 0
11 | 13 | 11 | 7.3 | 5.8 | 90 | 265 | 410 | 121 | 165.2238 | 20.0188 | 0.22376 | 13.9812 | 331.7745 | 110.6568 | 32.0854 | 110.6568 | 525.841 | 600 | 525.841 | 0
11 | 13 | 12 | 7.2 | 5.6 | 90 | 309 | 482 | 122 | 180.3989 | 21.1945 | 15.3989 | 12.8055 | 386.7458 | 111.5713 | 32.2259 | 111.5713 | 530.1868 | 600 | 530.1868 | 0
11 | 13 | 13 | 7.6 | 5.6 | 87 | 303 | 413 | 145 | 195.5513 | 19.868 | 30.5513 | 14.132 | 303.411 | 132.6052 | 32.3662 | 132.6052 | 630.14 | 600 | 600 | 30.14
11 | 13 | 14 | 8.1 | 5.9 | 86 | 247 | 389 | 116 | 210.0285 | 16.1887 | 45.0285 | 17.8113 | 237.5542 | 106.0842 | 32.5003 | 106.0842 | 504.112 | 600 | 504.112 | 0
11 | 13 | 15 | 8 | 6 | 87 | 156 | 255 | 92 | 223.4598 | 10.5295 | 58.4598 | 23.4705 | 111.9667 | 84.1357 | 32.6246 | 84.1357 | 399.813 | 600 | 399.813 | 0
11 | 13 | 16 | 7.9 | 6.1 | 88 | 54 | 37 | 49 | 235.8285 | 3.4258 | 70.8285 | 30.5742 | 8.6154 | 44.8114 | 32.7392 | 44.8114 | 212.9439 | 900 | 212.9439 | 0
11 | 13 | 17 | 7.2 | 5.6 | 90 | 4 | 0 | 4 | 247.3836 | -5.08 | 82.3836 | 0 | 0 | 3.6581 | 32.8461 | 3.6581 | 17.3832 | 900 | 17.3832 | 0
11 | 13 | 18 | 7.2 | 5.3 | 88 | 0 | 0 | 0 | 258.5397 | -14.1929 | 0 | 0 | 0 | 0 | 32.9494 | 0 | 0 | 900 | 0 | 0
11 | 13 | 19 | 6.9 | 5.2 | 89 | 0 | 0 | 0 | 269.8402 | -23.6396 | 0 | 0 | 0 | 0 | 33.0541 | 0 | 0 | 900 | 0 | 0
11 | 13 | 20 | 6.8 | 5.3 | 90 | 0 | 0 | 0 | 281.999 | -33.0793 | 0 | 0 | 0 | 0 | 33.1667 | 0 | 0 | 800 | 0 | 0
11 | 13 | 21 | 6.9 | 5.4 | 90 | 0 | 0 | 0 | 296.0083 | -42.0551 | 0 | 0 | 0 | 0 | 33.2964 | 0 | 0 | 700 | 0 | 0
11 | 13 | 22 | 5.4 | 4 | 91 | 0 | 0 | 0 | 313.2225 | -49.8804 | 0 | 0 | 0 | 0 | 33.4558 | 0 | 0 | 600 | 0 | 0
11 | 13 | 23 | 4.8 | 3.4 | 91 | 0 | 0 | 0 | 334.9603 | -55.4797 | 0 | 0 | 0 | 0 | 33.657 | 0 | 0 | 500 | 0 | 0
11 | 13 | 24 | 4.7 | 3 | 89 | 0 | 0 | 0 | 0.65829 | -57.5117 | 0 | 0 | 0 | 0 | 30.5617 | 0 | 0 | 400 | 0 | 0
11 | 14 | 1 | 4.3 | 2.9 | 91 | 0 | 0 | 0 | 26.2428 | -55.2965 | 0 | 0 | 0 | 0 | 30.7985 | 0 | 0 | 350 | 0 | 0
11 | 14 | 2 | 3.8 | 2.4 | 91 | 0 | 0 | 0 | 47.7642 | -49.572 | 0 | 0 | 0 | 0 | 30.9978 | 0 | 0 | 350 | 0 | 0
11 | 14 | 3 | 3.7 | 2.2 | 90 | 0 | 0 | 0 | 64.8031 | -41.682 | 0 | 0 | 0 | 0 | 31.1556 | 0 | 0 | 350 | 0 | 0
11 | 14 | 4 | 4 | 2.2 | 88 | 0 | 0 | 0 | 78.7063 | -32.6833 | 86.2937 | 0 | 0 | 0 | 31.2843 | 0 | 0 | 350 | 0 | 0
11 | 14 | 5 | 3.9 | 2.5 | 91 | 0 | 0 | 0 | 90.8131 | -23.249 | 74.1869 | 0 | 0 | 0 | 31.3964 | 0 | 0 | 350 | 0 | 0
11 | 14 | 6 | 4 | 2.2 | 88 | 0 | 0 | 0 | 102.0999 | -13.8297 | 62.9001 | 0 | 0 | 0 | 31.5009 | 0 | 0 | 350 | 0 | 0
11 | 14 | 7 | 3.9 | 2.2 | 89 | 0 | 0 | 0 | 113.27 | -4.7617 | 51.73 | 0 | 0 | 0 | 31.6044 | 0 | 0 | 350 | 0 | 0
11 | 14 | 8 | 3.8 | 2.6 | 92 | 9 | 0 | 9 | 124.8585 | 3.6588 | 40.1415 | 30.3412 | 0 | 8.2307 | 31.7117 | 8.2307 | 39.1121 | 350 | 39.1121 | 0
11 | 14 | 9 | 4.3 | 2.6 | 89 | 73 | 154 | 49 | 137.2704 | 10.6764 | 27.7296 | 23.3236 | 98.5588 | 44.8114 | 31.8266 | 44.8114 | 212.9439 | 350 | 212.9439 | 0
11 | 14 | 10 | 4.7 | 3 | 89 | 176 | 292 | 98 | 150.7403 | 16.2169 | 14.2597 | 17.7831 | 219.5632 | 89.6228 | 31.9513 | 89.6228 | 425.8877 | 600 | 425.8877 | 0
11 | 14 | 11 | 5.3 | 2.9 | 84 | 262 | 413 | 119 | 165.232 | 19.7566 | 0.23196 | 14.2434 | 333.0882 | 108.8277 | 32.0855 | 108.8277 | 517.1494 | 600 | 517.1494 | 0
11 | 14 | 12 | 5.7 | 3 | 83 | 306 | 486 | 119 | 180.3578 | 20.9351 | 15.3578 | 13.0649 | 388.7279 | 108.8277 | 32.2255 | 108.8277 | 517.1494 | 600 | 517.1494 | 0
11 | 14 | 13 | 6.2 | 3.4 | 82 | 300 | 416 | 142 | 195.4631 | 19.6196 | 30.4631 | 14.3804 | 304.6721 | 129.8617 | 32.3654 | 129.8617 | 617.1026 | 600 | 600 | 17.1026
11 | 14 | 14 | 6.1 | 0.2 | 66 | 247 | 411 | 110 | 209.9018 | 15.9572 | 44.9018 | 18.0428 | 250.1932 | 100.5971 | 32.4991 | 100.5971 | 478.0373 | 600 | 478.0373 | 0
11 | 14 | 15 | 5.5 | -0.4 | 65 | 155 | 232 | 98 | 223.3051 | 10.3177 | 58.3051 | 23.6823 | 101.5077 | 89.6228 | 32.6232 | 89.6228 | 425.8877 | 600 | 425.8877 | 0
11 | 14 | 16 | 4.9 | 0.7 | 74 | 52 | 28 | 49 | 235.6539 | 3.239 | 70.6539 | 30.761 | 6.4902 | 44.8114 | 32.7375 | 44.8114 | 212.9439 | 900 | 212.9439 | 0
11 | 14 | 17 | 4.5 | 0.1 | 73 | 4 | 0 | 4 | 247.1937 | -5.263 | 82.1937 | 0 | 0 | 3.6581 | 32.8444 | 3.6581 | 17.3832 | 900 | 17.3832 | 0
11 | 14 | 18 | 4.3 | 0.5 | 76 | 0 | 0 | 0 | 258.3356 | -14.3643 | 0 | 0 | 0 | 0 | 32.9476 | 0 | 0 | 900 | 0 | 0
11 | 14 | 19 | 4 | -0.4 | 73 | 0 | 0 | 0 | 269.6208 | -23.8069 | 0 | 0 | 0 | 0 | 33.052 | 0 | 0 | 900 | 0 | 0
11 | 14 | 20 | 3.1 | -1 | 74 | 0 | 0 | 0 | 281.7629 | -33.25 | 0 | 0 | 0 | 0 | 33.1645 | 0 | 0 | 800 | 0 | 0
11 | 14 | 21 | 2.5 | -2.5 | 68 | 0 | 0 | 0 | 295.758 | -42.2385 | 0 | 0 | 0 | 0 | 33.2941 | 0 | 0 | 700 | 0 | 0
11 | 14 | 22 | 1.8 | -3 | 68 | 0 | 0 | 0 | 312.9748 | -50.0868 | 0 | 0 | 0 | 0 | 33.4535 | 0 | 0 | 600 | 0 | 0
11 | 14 | 23 | 1.7 | -3.4 | 67 | 0 | 0 | 0 | 334.7654 | -55.7159 | 0 | 0 | 0 | 0 | 33.6552 | 0 | 0 | 500 | 0 | 0
11 | 14 | 24 | 2 | -2 | 73 | 0 | 0 | 0 | 0.58917 | -57.7694 | 0 | 0 | 0 | 0 | 30.561 | 0 | 0 | 400 | 0 | 0
11 | 15 | 1 | 2 | -1.2 | 78 | 0 | 0 | 0 | 26.3109 | -55.5538 | 0 | 0 | 0 | 0 | 30.7992 | 0 | 0 | 350 | 0 | 0
11 | 15 | 2 | 1.9 | -0.5 | 84 | 0 | 0 | 0 | 47.908 | -49.8147 | 0 | 0 | 0 | 0 | 30.9991 | 0 | 0 | 350 | 0 | 0
11 | 15 | 3 | 1.9 | -0.5 | 84 | 0 | 0 | 0 | 64.9691 | -41.9104 | 0 | 0 | 0 | 0 | 31.1571 | 0 | 0 | 350 | 0 | 0
11 | 15 | 4 | 2.2 | 0 | 85 | 0 | 0 | 0 | 78.8705 | -32.9031 | 86.1295 | 0 | 0 | 0 | 31.2858 | 0 | 0 | 350 | 0 | 0
11 | 15 | 5 | 2.3 | -0.4 | 82 | 0 | 0 | 0 | 90.9672 | -23.4665 | 74.0328 | 0 | 0 | 0 | 31.3978 | 0 | 0 | 350 | 0 | 0
11 | 15 | 6 | 2.4 | 0.2 | 85 | 0 | 0 | 0 | 102.241 | -14.05 | 62.759 | 0 | 0 | 0 | 31.5022 | 0 | 0 | 350 | 0 | 0
11 | 15 | 7 | 1.7 | -0.1 | 88 | 0 | 0 | 0 | 113.3957 | -4.9914 | 51.6043 | 0 | 0 | 0 | 31.6055 | 0 | 0 | 350 | 0 | 0
11 | 15 | 8 | 2.8 | 0.3 | 84 | 8 | 0 | 8 | 124.9651 | 3.4329 | 40.0349 | 30.5671 | 0 | 7.3162 | 31.7126 | 7.3162 | 34.7663 | 350 | 34.7663 | 0
11 | 15 | 9 | 3.4 | 1 | 84 | 70 | 175 | 43 | 137.3515 | 10.4324 | 27.6485 | 23.5676 | 111.5222 | 39.3243 | 31.8273 | 39.3243 | 186.8691 | 350 | 186.8691 | 0
11 | 15 | 10 | 4.5 | 2 | 84 | 172 | 285 | 97 | 150.7873 | 15.9635 | 14.2127 | 18.0365 | 213.5158 | 88.7083 | 31.9517 | 88.7083 | 421.5419 | 600 | 421.5419 | 0
11 | 15 | 11 | 5.5 | 2.8 | 83 | 257 | 424 | 112 | 165.2358 | 19.4992 | 0.23575 | 14.5008 | 340.8299 | 102.4261 | 32.0855 | 102.4261 | 486.7288 | 600 | 486.7288 | 0
11 | 15 | 12 | 6.2 | 3.3 | 82 | 301 | 481 | 118 | 180.3134 | 20.6811 | 15.3134 | 13.3189 | 383.5363 | 107.9132 | 32.2251 | 107.9132 | 512.8036 | 600 | 512.8036 | 0
11 | 15 | 13 | 7.1 | 4.1 | 81 | 295 | 409 | 141 | 195.3728 | 19.377 | 30.3728 | 14.623 | 298.6428 | 128.9471 | 32.3646 | 128.9471 | 612.7569 | 600 | 600 | 12.7569
11 | 15 | 14 | 7.5 | 3.8 | 77 | 241 | 395 | 112 | 209.774 | 15.7318 | 44.774 | 18.2682 | 239.7161 | 102.4261 | 32.4979 | 102.4261 | 486.7288 | 600 | 486.7288 | 0
11 | 15 | 15 | 7.2 | 3.9 | 80 | 151 | 256 | 88 | 223.1502 | 10.1122 | 58.1502 | 23.8878 | 111.6312 | 80.4777 | 32.6218 | 80.4777 | 382.4298 | 600 | 382.4298 | 0
11 | 15 | 16 | 6.6 | 3.3 | 79 | 50 | 32 | 46 | 235.4796 | 3.0588 | 70.4796 | 30.9412 | 7.3863 | 42.0679 | 32.7359 | 42.0679 | 199.9065 | 900 | 199.9065 | 0
11 | 15 | 17 | 5.4 | 2.9 | 84 | 3 | 0 | 3 | 247.0044 | -5.4396 | 82.0044 | 0 | 0 | 2.7436 | 32.8426 | 2.7436 | 13.0374 | 900 | 13.0374 | 0
11 | 15 | 18 | 5.1 | 2.6 | 84 | 0 | 0 | 0 | 258.1323 | -14.5292 | 0 | 0 | 0 | 0 | 32.9457 | 0 | 0 | 900 | 0 | 0
11 | 15 | 19 | 5.3 | 3.3 | 87 | 0 | 0 | 0 | 269.4022 | -23.9678 | 0 | 0 | 0 | 0 | 33.05 | 0 | 0 | 900 | 0 | 0
11 | 15 | 20 | 6.2 | 3.9 | 85 | 0 | 0 | 0 | 281.5273 | -33.4142 | 0 | 0 | 0 | 0 | 33.1623 | 0 | 0 | 800 | 0 | 0
11 | 15 | 21 | 5.8 | 4.4 | 91 | 0 | 0 | 0 | 295.5071 | -42.4151 | 0 | 0 | 0 | 0 | 33.2917 | 0 | 0 | 700 | 0 | 0
11 | 15 | 22 | 6.1 | 4.9 | 92 | 0 | 0 | 0 | 312.7247 | -50.2865 | 0 | 0 | 0 | 0 | 33.4512 | 0 | 0 | 600 | 0 | 0
11 | 15 | 23 | 7.7 | 5.5 | 86 | 0 | 0 | 0 | 334.5653 | -55.9456 | 0 | 0 | 0 | 0 | 33.6534 | 0 | 0 | 500 | 0 | 0
11 | 15 | 24 | 7.9 | 5 | 82 | 0 | 0 | 0 | 0.51287 | -58.0217 | 0 | 0 | 0 | 0 | 30.5603 | 0 | 0 | 400 | 0 | 0
11 | 16 | 1 | 7.8 | 4.1 | 77 | 0 | 0 | 0 | 26.3716 | -55.8068 | 0 | 0 | 0 | 0 | 30.7997 | 0 | 0 | 350 | 0 | 0
11 | 16 | 2 | 7.8 | 4.1 | 77 | 0 | 0 | 0 | 48.0447 | -50.0542 | 0 | 0 | 0 | 0 | 31.0004 | 0 | 0 | 350 | 0 | 0
11 | 16 | 3 | 7.7 | 4.2 | 78 | 0 | 0 | 0 | 65.1284 | -42.1361 | 0 | 0 | 0 | 0 | 31.1586 | 0 | 0 | 350 | 0 | 0
11 | 16 | 4 | 7.6 | 4.9 | 83 | 0 | 0 | 0 | 79.0284 | -33.1207 | 85.9716 | 0 | 0 | 0 | 31.2873 | 0 | 0 | 350 | 0 | 0
11 | 16 | 5 | 7.7 | 4.2 | 78 | 0 | 0 | 0 | 91.1153 | -23.6819 | 73.8847 | 0 | 0 | 0 | 31.3992 | 0 | 0 | 350 | 0 | 0
11 | 16 | 6 | 7.5 | 4.7 | 82 | 0 | 0 | 0 | 102.3761 | -14.2683 | 62.6239 | 0 | 0 | 0 | 31.5035 | 0 | 0 | 350 | 0 | 0
11 | 16 | 7 | 7.7 | 5 | 83 | 0 | 0 | 0 | 113.5156 | -5.2184 | 51.4844 | 0 | 0 | 0 | 31.6066 | 0 | 0 | 350 | 0 | 0
11 | 16 | 8 | 7.7 | 5 | 83 | 4 | 0 | 4 | 125.066 | 3.2103 | 39.934 | 30.7897 | 0 | 3.6581 | 31.7136 | 3.6581 | 17.3832 | 350 | 17.3832 | 0
11 | 16 | 9 | 7.9 | 5.2 | 83 | 40 | 0 | 40 | 137.4271 | 10.1919 | 27.5729 | 23.8081 | 0 | 36.5808 | 31.828 | 36.5808 | 173.8317 | 350 | 173.8317 | 0
11 | 16 | 10 | 8 | 5.3 | 83 | 102 | 10 | 99 | 150.8291 | 15.7142 | 14.1709 | 18.2858 | 7.4645 | 90.5374 | 31.9521 | 90.5374 | 430.2335 | 600 | 430.2335 | 0
11 | 16 | 11 | 8.1 | 6.1 | 87 | 152 | 18 | 146 | 165.2352 | 19.2466 | 0.23518 | 14.7534 | 14.4219 | 133.5197 | 32.0855 | 133.5197 | 634.4858 | 600 | 600 | 34.4858
11 | 16 | 12 | 8.5 | 5.6 | 82 | 179 | 48 | 161 | 180.2657 | 20.4326 | 15.2657 | 13.5674 | 38.1572 | 147.2375 | 32.2247 | 147.2375 | 699.6727 | 600 | 600 | 99.6727
11 | 16 | 13 | 8.6 | 5.7 | 82 | 176 | 47 | 158 | 195.2804 | 19.1403 | 30.2804 | 14.8597 | 34.2175 | 144.494 | 32.3637 | 144.494 | 686.6353 | 600 | 600 | 86.6353
11 | 16 | 14 | 8.7 | 6.1 | 84 | 144 | 16 | 138 | 209.6453 | 15.5125 | 44.6453 | 18.4875 | 9.6813 | 126.2036 | 32.4967 | 126.2036 | 599.7195 | 600 | 599.7195 | 0
11 | 16 | 15 | 8.2 | 6 | 86 | 89 | 5 | 88 | 222.995 | 9.913 | 57.995 | 24.087 | 2.1733 | 80.4777 | 32.6203 | 80.4777 | 382.4298 | 600 | 382.4298 | 0
11 | 16 | 16 | 8.4 | 6 | 85 | 29 | 0 | 29 | 235.3058 | 2.8851 | 70.3058 | 31.1149 | 0 | 26.521 | 32.7343 | 26.521 | 126.028 | 900 | 126.028 | 0
11 | 16 | 17 | 8.1 | 5.7 | 85 | 2 | 0 | 2 | 246.8158 | -5.6096 | 81.8158 | 0 | 0 | 1.829 | 32.8409 | 1.829 | 8.6916 | 900 | 8.6916 | 0
11 | 16 | 18 | 8.2 | 5.6 | 84 | 0 | 0 | 0 | 257.9298 | -14.6877 | 0 | 0 | 0 | 0 | 32.9438 | 0 | 0 | 900 | 0 | 0
11 | 16 | 19 | 8.3 | 5.7 | 84 | 0 | 0 | 0 | 269.1844 | -24.122 | 0 | 0 | 0 | 0 | 33.048 | 0 | 0 | 900 | 0 | 0
11 | 16 | 20 | 8.5 | 5.7 | 83 | 0 | 0 | 0 | 281.2921 | -33.5716 | 0 | 0 | 0 | 0 | 33.1601 | 0 | 0 | 800 | 0 | 0
11 | 16 | 21 | 8.8 | 6.2 | 84 | 0 | 0 | 0 | 295.2559 | -42.5849 | 0 | 0 | 0 | 0 | 33.2894 | 0 | 0 | 700 | 0 | 0
11 | 16 | 22 | 8.8 | 6.6 | 86 | 0 | 0 | 0 | 312.4723 | -50.4791 | 0 | 0 | 0 | 0 | 33.4488 | 0 | 0 | 600 | 0 | 0
11 | 16 | 23 | 8.5 | 6.3 | 86 | 0 | 0 | 0 | 334.3602 | -56.1687 | 0 | 0 | 0 | 0 | 33.6515 | 0 | 0 | 500 | 0 | 0
11 | 16 | 24 | 7.7 | 7 | 95 | 0 | 0 | 0 | 0.42935 | -58.2684 | 0 | 0 | 0 | 0 | 30.5595 | 0 | 0 | 400 | 0 | 0
11 | 17 | 1 | 7.3 | 6.6 | 95 | 0 | 0 | 0 | 26.4247 | -56.0554 | 0 | 0 | 0 | 0 | 30.8002 | 0 | 0 | 350 | 0 | 0
11 | 17 | 2 | 7.4 | 6.9 | 97 | 0 | 0 | 0 | 48.1741 | -50.2902 | 0 | 0 | 0 | 0 | 31.0016 | 0 | 0 | 350 | 0 | 0
11 | 17 | 3 | 8.6 | 8.1 | 97 | 0 | 0 | 0 | 65.2809 | -42.3592 | 0 | 0 | 0 | 0 | 31.16 | 0 | 0 | 350 | 0 | 0
11 | 17 | 4 | 9.4 | 8.3 | 93 | 0 | 0 | 0 | 79.1798 | -33.3361 | 85.8202 | 0 | 0 | 0 | 31.2887 | 0 | 0 | 350 | 0 | 0
11 | 17 | 5 | 9.6 | 8.1 | 90 | 0 | 0 | 0 | 91.2572 | -23.8951 | 73.7428 | 0 | 0 | 0 | 31.4005 | 0 | 0 | 350 | 0 | 0
11 | 17 | 6 | 9.7 | 8.3 | 91 | 0 | 0 | 0 | 102.5053 | -14.4843 | 62.4947 | 0 | 0 | 0 | 31.5047 | 0 | 0 | 350 | 0 | 0
11 | 17 | 7 | 9.6 | 8.2 | 91 | 0 | 0 | 0 | 113.6297 | -5.4427 | 51.3703 | 0 | 0 | 0 | 31.6077 | 0 | 0 | 350 | 0 | 0
11 | 17 | 8 | 9.6 | 8.1 | 90 | 4 | 0 | 4 | 125.1611 | 2.9913 | 39.8389 | 31.0087 | 0 | 3.6581 | 31.7145 | 3.6581 | 17.3832 | 350 | 17.3832 | 0
11 | 17 | 9 | 9.6 | 8.1 | 90 | 39 | 0 | 39 | 137.4971 | 9.9549 | 27.5029 | 24.0451 | 0 | 35.6662 | 31.8287 | 35.6662 | 169.4859 | 350 | 169.4859 | 0
11 | 17 | 10 | 9.6 | 7.9 | 89 | 49 | 0 | 49 | 150.8658 | 15.4691 | 14.1342 | 18.5309 | 0 | 44.8114 | 31.9525 | 44.8114 | 212.9439 | 600 | 212.9439 | 0
11 | 17 | 11 | 9.4 | 8 | 91 | 74 | 0 | 74 | 165.2303 | 18.999 | 0.23029 | 15.001 | 0 | 67.6744 | 32.0855 | 67.6744 | 321.5887 | 600 | 321.5887 | 0
11 | 17 | 12 | 9.5 | 7.4 | 87 | 87 | 0 | 87 | 180.2148 | 20.1897 | 15.2148 | 13.8103 | 0 | 79.5631 | 32.2242 | 79.5631 | 378.084 | 600 | 378.084 | 0
11 | 17 | 13 | 9.6 | 7.5 | 87 | 86 | 0 | 86 | 195.186 | 18.9096 | 30.186 | 15.0904 | 0 | 78.6486 | 32.3628 | 78.6486 | 373.7382 | 600 | 373.7382 | 0
11 | 17 | 14 | 9.2 | 7 | 86 | 70 | 0 | 70 | 209.5156 | 15.2995 | 44.5156 | 18.7005 | 0 | 64.0163 | 32.4955 | 64.0163 | 304.2055 | 600 | 304.2055 | 0
11 | 17 | 15 | 9.3 | 7.1 | 86 | 43 | 0 | 43 | 222.8398 | 9.7202 | 57.8398 | 24.2798 | 0 | 39.3243 | 32.6189 | 39.3243 | 186.8691 | 600 | 186.8691 | 0
11 | 17 | 16 | 8.8 | 7.7 | 93 | 14 | 0 | 14 | 235.1324 | 2.7181 | 70.1324 | 31.2819 | 0 | 12.8033 | 32.7327 | 12.8033 | 60.8411 | 900 | 60.8411 | 0
11 | 17 | 17 | 8.9 | 7.6 | 92 | 1 | 0 | 1 | 246.6281 | -5.773 | 81.6281 | 0 | 0 | 0.91452 | 32.8391 | 0.91452 | 4.3458 | 900 | 4.3458 | 0
11 | 17 | 18 | 9.3 | 7.6 | 89 | 0 | 0 | 0 | 257.7284 | -14.8397 | 0 | 0 | 0 | 0 | 32.9419 | 0 | 0 | 900 | 0 | 0
11 | 17 | 19 | 9.4 | 7.5 | 88 | 0 | 0 | 0 | 268.9677 | -24.2697 | 0 | 0 | 0 | 0 | 33.046 | 0 | 0 | 900 | 0 | 0
11 | 17 | 20 | 9.5 | 7.6 | 88 | 0 | 0 | 0 | 281.0577 | -33.7222 | 0 | 0 | 0 | 0 | 33.1579 | 0 | 0 | 800 | 0 | 0
11 | 17 | 21 | 9.6 | 7.5 | 87 | 0 | 0 | 0 | 295.0045 | -42.7476 | 0 | 0 | 0 | 0 | 33.2871 | 0 | 0 | 700 | 0 | 0
11 | 17 | 22 | 9.5 | 7.8 | 89 | 0 | 0 | 0 | 312.218 | -50.6648 | 0 | 0 | 0 | 0 | 33.4465 | 0 | 0 | 600 | 0 | 0
11 | 17 | 23 | 9.7 | 7.6 | 87 | 0 | 0 | 0 | 334.1503 | -56.3852 | 0 | 0 | 0 | 0 | 33.6495 | 0 | 0 | 500 | 0 | 0
11 | 17 | 24 | 9.5 | 7.6 | 88 | 0 | 0 | 0 | 0.33854 | -58.5094 | 0 | 0 | 0 | 0 | 30.5587 | 0 | 0 | 400 | 0 | 0
11 | 18 | 1 | 9.5 | 7.8 | 89 | 0 | 0 | 0 | 26.4699 | -56.2996 | 0 | 0 | 0 | 0 | 30.8006 | 0 | 0 | 350 | 0 | 0
11 | 18 | 2 | 9.4 | 8 | 91 | 0 | 0 | 0 | 48.296 | -50.5229 | 0 | 0 | 0 | 0 | 31.0027 | 0 | 0 | 350 | 0 | 0
11 | 18 | 3 | 8.7 | 7 | 89 | 0 | 0 | 0 | 65.4263 | -42.5796 | 0 | 0 | 0 | 0 | 31.1614 | 0 | 0 | 350 | 0 | 0
11 | 18 | 4 | 8.4 | 6.7 | 89 | 0 | 0 | 0 | 79.3246 | -33.5491 | 85.6754 | 0 | 0 | 0 | 31.29 | 0 | 0 | 350 | 0 | 0
11 | 18 | 5 | 8.1 | 6.5 | 90 | 0 | 0 | 0 | 91.3928 | -24.1062 | 73.6072 | 0 | 0 | 0 | 31.4018 | 0 | 0 | 350 | 0 | 0
11 | 18 | 6 | 7.9 | 6.6 | 91 | 0 | 0 | 0 | 102.6284 | -14.698 | 62.3716 | 0 | 0 | 0 | 31.5058 | 0 | 0 | 350 | 0 | 0
11 | 18 | 7 | 8.1 | 6.1 | 87 | 0 | 0 | 0 | 113.7378 | -5.6642 | 51.2622 | 0 | 0 | 0 | 31.6087 | 0 | 0 | 350 | 0 | 0
11 | 18 | 8 | 8.3 | 7.1 | 92 | 4 | 0 | 4 | 125.2504 | 2.776 | 39.7496 | 31.224 | 0 | 3.6581 | 31.7153 | 3.6581 | 17.3832 | 350 | 17.3832 | 0
11 | 18 | 9 | 8.6 | 6.6 | 87 | 37 | 0 | 37 | 137.5615 | 9.7216 | 27.4385 | 24.2784 | 0 | 33.8372 | 31.8293 | 33.8372 | 160.7944 | 350 | 160.7944 | 0
11 | 18 | 10 | 8.7 | 6.5 | 86 | 97 | 8 | 95 | 150.8974 | 15.2284 | 14.1026 | 18.7716 | 5.9285 | 86.8793 | 31.9528 | 86.8793 | 412.8504 | 600 | 412.8504 | 0
11 | 18 | 11 | 9.3 | 6.8 | 84 | 147 | 17 | 141 | 165.2211 | 18.7564 | 0.2211 | 15.2436 | 13.5331 | 128.9471 | 32.0854 | 128.9471 | 612.7569 | 600 | 600 | 12.7569
11 | 18 | 12 | 9.6 | 6.6 | 82 | 283 | 362 | 150 | 180.1608 | 19.9525 | 15.1608 | 14.0475 | 286.0651 | 137.1778 | 32.2237 | 137.1778 | 651.869 | 600 | 600 | 51.869
11 | 18 | 13 | 9.8 | 6.6 | 80 | 278 | 383 | 139 | 195.0896 | 18.685 | 30.0896 | 15.315 | 277.2656 | 127.1181 | 32.3619 | 127.1181 | 604.0653 | 600 | 600 | 4.0653
11 | 18 | 14 | 9.6 | 6.1 | 79 | 221 | 343 | 112 | 209.3851 | 15.0928 | 44.3851 | 18.9072 | 206.3872 | 102.4261 | 32.4943 | 102.4261 | 486.7288 | 600 | 486.7288 | 0
11 | 18 | 15 | 9.1 | 5.3 | 77 | 141 | 239 | 85 | 222.6845 | 9.5338 | 57.6845 | 24.4662 | 103.276 | 77.7341 | 32.6174 | 77.7341 | 369.3924 | 600 | 369.3924 | 0
11 | 18 | 16 | 8.3 | 6.1 | 86 | 44 | 21 | 41 | 234.9595 | 2.5578 | 69.9595 | 31.4422 | 4.7971 | 37.4953 | 32.7311 | 37.4953 | 178.1775 | 900 | 178.1775 | 0
11 | 18 | 17 | 7.4 | 5.7 | 89 | 1 | 0 | 1 | 246.4414 | -5.9298 | 81.4414 | 0 | 0 | 0.91452 | 32.8374 | 0.91452 | 4.3458 | 900 | 4.3458 | 0
11 | 18 | 18 | 7.8 | 5.8 | 87 | 0 | 0 | 0 | 257.5282 | -14.9851 | 0 | 0 | 0 | 0 | 32.9401 | 0 | 0 | 900 | 0 | 0
11 | 18 | 19 | 7.9 | 5.7 | 86 | 0 | 0 | 0 | 268.7521 | -24.4106 | 0 | 0 | 0 | 0 | 33.044 | 0 | 0 | 900 | 0 | 0
11 | 18 | 20 | 7.4 | 5.6 | 88 | 0 | 0 | 0 | 280.8242 | -33.866 | 0 | 0 | 0 | 0 | 33.1558 | 0 | 0 | 800 | 0 | 0
11 | 18 | 21 | 7.2 | 5.1 | 86 | 0 | 0 | 0 | 294.7532 | -42.9034 | 0 | 0 | 0 | 0 | 33.2848 | 0 | 0 | 700 | 0 | 0
11 | 18 | 22 | 7.2 | 5 | 86 | 0 | 0 | 0 | 311.962 | -50.8434 | 0 | 0 | 0 | 0 | 33.4441 | 0 | 0 | 600 | 0 | 0
11 | 18 | 23 | 6.6 | 4.6 | 87 | 0 | 0 | 0 | 333.9355 | -56.5949 | 0 | 0 | 0 | 0 | 33.6476 | 0 | 0 | 500 | 0 | 0
11 | 18 | 24 | 6.6 | 3.7 | 82 | 0 | 0 | 0 | 0.24042 | -58.7447 | 0 | 0 | 0 | 0 | 30.5578 | 0 | 0 | 400 | 0 | 0
11 | 19 | 1 | 6.1 | 3.7 | 85 | 0 | 0 | 0 | 26.5073 | -56.5392 | 0 | 0 | 0 | 0 | 30.801 | 0 | 0 | 350 | 0 | 0
11 | 19 | 2 | 5.9 | 3.8 | 86 | 0 | 0 | 0 | 48.4103 | -50.752 | 0 | 0 | 0 | 0 | 31.0038 | 0 | 0 | 350 | 0 | 0
11 | 19 | 3 | 5.8 | 3.9 | 88 | 0 | 0 | 0 | 65.5646 | -42.7971 | 0 | 0 | 0 | 0 | 31.1626 | 0 | 0 | 350 | 0 | 0
11 | 19 | 4 | 5.8 | 3.9 | 88 | 0 | 0 | 0 | 79.4628 | -33.7596 | 85.5372 | 0 | 0 | 0 | 31.2913 | 0 | 0 | 350 | 0 | 0
11 | 19 | 5 | 5.8 | 4.2 | 89 | 0 | 0 | 0 | 91.5221 | -24.3149 | 73.4779 | 0 | 0 | 0 | 31.403 | 0 | 0 | 350 | 0 | 0
11 | 19 | 6 | 6.2 | 4 | 86 | 0 | 0 | 0 | 102.7455 | -14.9094 | 62.2545 | 0 | 0 | 0 | 31.5069 | 0 | 0 | 350 | 0 | 0
11 | 19 | 7 | 5.9 | 4 | 88 | 0 | 0 | 0 | 113.8399 | -5.8829 | 51.1601 | 0 | 0 | 0 | 31.6096 | 0 | 0 | 350 | 0 | 0
11 | 19 | 8 | 6.1 | 3.8 | 85 | 3 | 0 | 3 | 125.3339 | 2.5646 | 39.6661 | 31.4354 | 0 | 2.7436 | 31.7161 | 2.7436 | 13.0374 | 350 | 13.0374 | 0
11 | 19 | 9 | 6.2 | 4.1 | 86 | 35 | 0 | 35 | 137.6205 | 9.4921 | 27.3795 | 24.5079 | 0 | 32.0082 | 31.8298 | 32.0082 | 152.1028 | 350 | 152.1028 | 0
11 | 19 | 10 | 6.5 | 4.1 | 85 | 95 | 9 | 92 | 150.9239 | 14.9921 | 14.0761 | 19.0079 | 6.6456 | 84.1357 | 31.953 | 84.1357 | 399.813 | 600 | 399.813 | 0
11 | 19 | 11 | 6.8 | 4.3 | 84 | 145 | 17 | 139 | 165.2077 | 18.519 | 0.20767 | 15.481 | 13.4904 | 127.1181 | 32.0853 | 127.1181 | 604.0653 | 600 | 600 | 4.0653
11 | 19 | 12 | 7.8 | 4.9 | 82 | 171 | 46 | 155 | 180.1036 | 19.721 | 15.1036 | 14.279 | 36.2462 | 141.7504 | 32.2232 | 141.7504 | 673.598 | 600 | 600 | 73.598
11 | 19 | 13 | 9.1 | 5.5 | 78 | 277 | 366 | 146 | 194.9914 | 18.4666 | 29.9914 | 15.5334 | 264.2441 | 133.5197 | 32.361 | 133.5197 | 634.4858 | 600 | 600 | 34.4858
11 | 19 | 14 | 9.2 | 5.4 | 77 | 226 | 377 | 108 | 209.2538 | 14.8925 | 44.2538 | 19.1075 | 226.2527 | 98.768 | 32.4931 | 98.768 | 469.3457 | 600 | 469.3457 | 0
11 | 19 | 15 | 7.9 | 4.9 | 81 | 138 | 235 | 84 | 222.5293 | 9.3539 | 57.5293 | 24.6461 | 101.2769 | 76.8196 | 32.616 | 76.8196 | 365.0466 | 600 | 365.0466 | 0
11 | 19 | 16 | 7.1 | 4.8 | 85 | 33 | 0 | 33 | 234.7874 | 2.4042 | 69.7874 | 31.5958 | 0 | 30.1791 | 32.7295 | 30.1791 | 143.4112 | 900 | 143.4112 | 0
11 | 19 | 17 | 6.2 | 4.1 | 86 | 2 | 0 | 2 | 246.2556 | -6.0798 | 81.2556 | 0 | 0 | 1.829 | 32.8357 | 1.829 | 8.6916 | 900 | 8.6916 | 0
11 | 19 | 18 | 5.3 | 3.8 | 90 | 0 | 0 | 0 | 257.3292 | -15.124 | 0 | 0 | 0 | 0 | 32.9382 | 0 | 0 | 900 | 0 | 0
11 | 19 | 19 | 5.1 | 3.7 | 91 | 0 | 0 | 0 | 268.5378 | -24.5449 | 0 | 0 | 0 | 0 | 33.042 | 0 | 0 | 900 | 0 | 0
11 | 19 | 20 | 4 | 2.7 | 91 | 0 | 0 | 0 | 280.5917 | -34.003 | 0 | 0 | 0 | 0 | 33.1536 | 0 | 0 | 800 | 0 | 0
11 | 19 | 21 | 3.8 | 1.8 | 87 | 0 | 0 | 0 | 294.5021 | -43.0521 | 0 | 0 | 0 | 0 | 33.2824 | 0 | 0 | 700 | 0 | 0
11 | 19 | 22 | 2.8 | 1.3 | 90 | 0 | 0 | 0 | 311.7043 | -51.0148 | 0 | 0 | 0 | 0 | 33.4417 | 0 | 0 | 600 | 0 | 0
11 | 19 | 23 | 2.8 | 1.4 | 90 | 0 | 0 | 0 | 333.7162 | -56.7978 | 0 | 0 | 0 | 0 | 33.6455 | 0 | 0 | 500 | 0 | 0
11 | 19 | 24 | 1.1 | 0.5 | 96 | 0 | 0 | 0 | 0.13497 | -58.974 | 0 | 0 | 0 | 0 | 30.5568 | 0 | 0 | 400 | 0 | 0
11 | 20 | 1 | 0.7 | 0.5 | 99 | 0 | 0 | 0 | 26.5365 | -56.7742 | 0 | 0 | 0 | 0 | 30.8013 | 0 | 0 | 350 | 0 | 0
11 | 20 | 2 | 1.5 | 1.3 | 99 | 0 | 0 | 0 | 48.5169 | -50.9775 | 0 | 0 | 0 | 0 | 31.0048 | 0 | 0 | 350 | 0 | 0
11 | 20 | 3 | 0.8 | 0.4 | 97 | 0 | 0 | 0 | 65.6957 | -43.0117 | 0 | 0 | 0 | 0 | 31.1638 | 0 | 0 | 350 | 0 | 0
11 | 20 | 4 | 1.1 | 0.2 | 94 | 0 | 0 | 0 | 79.5942 | -33.9676 | 85.4058 | 0 | 0 | 0 | 31.2925 | 0 | 0 | 350 | 0 | 0
11 | 20 | 5 | 1.6 | 0.8 | 94 | 0 | 0 | 0 | 91.645 | -24.5213 | 73.355 | 0 | 0 | 0 | 31.4041 | 0 | 0 | 350 | 0 | 0
11 | 20 | 6 | 2.8 | 2 | 94 | 0 | 0 | 0 | 102.8563 | -15.1182 | 62.1437 | 0 | 0 | 0 | 31.5079 | 0 | 0 | 350 | 0 | 0
11 | 20 | 7 | 3.6 | 2.6 | 93 | 0 | 0 | 0 | 113.9361 | -6.0987 | 51.0639 | 0 | 0 | 0 | 31.6105 | 0 | 0 | 350 | 0 | 0
11 | 20 | 8 | 3.6 | 2.8 | 94 | 3 | 0 | 3 | 125.4115 | 2.3574 | 39.5885 | 31.6426 | 0 | 2.7436 | 31.7168 | 2.7436 | 13.0374 | 350 | 13.0374 | 0
11 | 20 | 9 | 4.2 | 3 | 92 | 34 | 0 | 34 | 137.6738 | 9.2664 | 27.3262 | 24.7336 | 0 | 31.0936 | 31.8303 | 31.0936 | 147.757 | 350 | 147.757 | 0
11 | 20 | 10 | 5.7 | 4 | 89 | 92 | 8 | 90 | 150.9454 | 14.7604 | 14.0546 | 19.2396 | 5.8862 | 82.3067 | 31.9532 | 82.3067 | 391.1214 | 600 | 391.1214 | 0
11 | 20 | 11 | 5.9 | 4 | 88 | 142 | 17 | 137 | 165.19 | 18.2868 | 0.19004 | 15.7132 | 13.4484 | 125.2891 | 32.0851 | 125.2891 | 595.3737 | 600 | 595.3737 | 0
11 | 20 | 12 | 6.3 | 4 | 85 | 169 | 46 | 153 | 180.0433 | 19.4954 | 15.0433 | 14.5046 | 36.1442 | 139.9214 | 32.2226 | 139.9214 | 664.9064 | 600 | 600 | 64.9064
11 | 20 | 13 | 6.8 | 4.5 | 85 | 166 | 44 | 150 | 194.8913 | 18.2545 | 29.8913 | 15.7455 | 31.6841 | 137.1778 | 32.3601 | 137.1778 | 651.869 | 600 | 600 | 51.869
11 | 20 | 14 | 6.9 | 4.4 | 84 | 135 | 15 | 130 | 209.1217 | 14.6988 | 44.1217 | 19.3012 | 8.9797 | 118.8874 | 32.4919 | 118.8874 | 564.9531 | 600 | 564.9531 | 0
11 | 20 | 15 | 6.7 | 4.6 | 86 | 41 | 0 | 41 | 222.3742 | 9.1805 | 57.3742 | 24.8195 | 0 | 37.4953 | 32.6146 | 37.4953 | 178.1775 | 600 | 178.1775 | 0
11 | 20 | 16 | 6.4 | 4.3 | 86 | 12 | 0 | 12 | 234.6159 | 2.2573 | 69.6159 | 31.7427 | 0 | 10.9742 | 32.7279 | 10.9742 | 52.1495 | 900 | 52.1495 | 0
11 | 20 | 17 | 6.1 | 4.2 | 88 | 1 | 0 | 1 | 246.071 | -6.2232 | 81.071 | 0 | 0 | 0.91452 | 32.834 | 0.91452 | 4.3458 | 900 | 4.3458 | 0
11 | 20 | 18 | 6 | 4.4 | 89 | 0 | 0 | 0 | 257.1315 | -15.2561 | 0 | 0 | 0 | 0 | 32.9364 | 0 | 0 | 900 | 0 | 0
11 | 20 | 19 | 5.6 | 4.2 | 91 | 0 | 0 | 0 | 268.325 | -24.6725 | 0 | 0 | 0 | 0 | 33.04 | 0 | 0 | 900 | 0 | 0
11 | 20 | 20 | 5.4 | 4 | 91 | 0 | 0 | 0 | 280.3605 | -34.1331 | 0 | 0 | 0 | 0 | 33.1515 | 0 | 0 | 800 | 0 | 0
11 | 20 | 21 | 6 | 4.1 | 88 | 0 | 0 | 0 | 294.2515 | -43.1938 | 0 | 0 | 0 | 0 | 33.2801 | 0 | 0 | 700 | 0 | 0
11 | 20 | 22 | 6 | 4.2 | 88 | 0 | 0 | 0 | 311.4454 | -51.179 | 0 | 0 | 0 | 0 | 33.4393 | 0 | 0 | 600 | 0 | 0
11 | 20 | 23 | 6 | 4.3 | 89 | 0 | 0 | 0 | 333.4924 | -56.9937 | 0 | 0 | 0 | 0 | 33.6434 | 0 | 0 | 500 | 0 | 0
11 | 20 | 24 | 6.8 | 4.7 | 86 | 0 | 0 | 0 | 0.022182 | -59.1973 | 0 | 0 | 0 | 0 | 30.5558 | 0 | 0 | 400 | 0 | 0
11 | 21 | 1 | 6.6 | 4.8 | 88 | 0 | 0 | 0 | 26.5575 | -57.0044 | 0 | 0 | 0 | 0 | 30.8015 | 0 | 0 | 350 | 0 | 0
11 | 21 | 2 | 6.3 | 4.7 | 89 | 0 | 0 | 0 | 48.6155 | -51.1993 | 0 | 0 | 0 | 0 | 31.0057 | 0 | 0 | 350 | 0 | 0
11 | 21 | 3 | 6.4 | 5 | 91 | 0 | 0 | 0 | 65.8194 | -43.2233 | 0 | 0 | 0 | 0 | 31.165 | 0 | 0 | 350 | 0 | 0
11 | 21 | 4 | 7.3 | 6.9 | 97 | 0 | 0 | 0 | 79.7187 | -34.1731 | 85.2813 | 0 | 0 | 0 | 31.2937 | 0 | 0 | 350 | 0 | 0
11 | 21 | 5 | 7.8 | 6.9 | 94 | 0 | 0 | 0 | 91.7614 | -24.7252 | 73.2386 | 0 | 0 | 0 | 31.4052 | 0 | 0 | 350 | 0 | 0
11 | 21 | 6 | 7.8 | 6.5 | 91 | 0 | 0 | 0 | 102.961 | -15.3245 | 62.039 | 0 | 0 | 0 | 31.5089 | 0 | 0 | 350 | 0 | 0
11 | 21 | 7 | 7.4 | 5.6 | 88 | 0 | 0 | 0 | 114.0263 | -6.3114 | 50.9737 | 0 | 0 | 0 | 31.6114 | 0 | 0 | 350 | 0 | 0
11 | 21 | 8 | 6.9 | 4.8 | 86 | 3 | 0 | 3 | 125.4834 | 2.1543 | 39.5166 | 31.8457 | 0 | 2.7436 | 31.7174 | 2.7436 | 13.0374 | 350 | 13.0374 | 0
11 | 21 | 9 | 6.8 | 4.7 | 86 | 42 | 0 | 42 | 137.7217 | 9.0448 | 27.2783 | 24.9552 | 0 | 38.4098 | 31.8308 | 38.4098 | 182.5233 | 350 | 182.5233 | 0
11 | 21 | 10 | 7.1 | 4.8 | 85 | 90 | 7 | 89 | 150.962 | 14.5333 | 14.038 | 19.4667 | 5.1322 | 81.3922 | 31.9534 | 81.3922 | 386.7756 | 600 | 386.7756 | 0
11 | 21 | 11 | 7.9 | 5.2 | 83 | 223 | 271 | 137 | 165.1683 | 18.0601 | 0.16826 | 15.9399 | 213.7251 | 125.2891 | 32.0849 | 125.2891 | 595.3737 | 600 | 595.3737 | 0
11 | 21 | 12 | 8 | 5.1 | 82 | 272 | 421 | 122 | 179.98 | 19.2758 | 14.98 | 14.7242 | 329.889 | 111.5713 | 32.222 | 111.5713 | 530.1868 | 600 | 530.1868 | 0
11 | 21 | 13 | 8.1 | 4.7 | 79 | 270 | 390 | 133 | 194.7894 | 18.0488 | 29.7894 | 15.9512 | 280.1282 | 121.631 | 32.3592 | 121.631 | 577.9905 | 600 | 577.9905 | 0
11 | 21 | 14 | 7.7 | 4.7 | 81 | 175 | 160 | 126 | 208.989 | 14.5116 | 43.989 | 19.4884 | 95.5561 | 115.2294 | 32.4906 | 115.2294 | 547.57 | 600 | 547.57 | 0
11 | 21 | 15 | 7.7 | 4.5 | 80 | 106 | 56 | 93 | 222.2194 | 9.0138 | 57.2194 | 24.9862 | 24.0189 | 85.0502 | 32.6131 | 85.0502 | 404.1588 | 600 | 404.1588 | 0
11 | 21 | 16 | 6.6 | 3.7 | 82 | 37 | 3 | 37 | 234.4453 | 2.1173 | 69.4453 | 31.8827 | 0.68049 | 33.8372 | 32.7263 | 33.8372 | 160.7944 | 900 | 160.7944 | 0
11 | 21 | 17 | 6.7 | 3.9 | 82 | 1 | 0 | 1 | 245.8877 | -6.3598 | 80.8877 | 0 | 0 | 0.91452 | 32.8323 | 0.91452 | 4.3458 | 900 | 4.3458 | 0
11 | 21 | 18 | 6.7 | 3.9 | 82 | 0 | 0 | 0 | 256.9354 | -15.3816 | 0 | 0 | 0 | 0 | 32.9346 | 0 | 0 | 900 | 0 | 0
11 | 21 | 19 | 6.7 | 3.4 | 79 | 0 | 0 | 0 | 268.1137 | -24.7933 | 0 | 0 | 0 | 0 | 33.0381 | 0 | 0 | 900 | 0 | 0
11 | 21 | 20 | 6.5 | 3.6 | 82 | 0 | 0 | 0 | 280.1307 | -34.2562 | 0 | 0 | 0 | 0 | 33.1494 | 0 | 0 | 800 | 0 | 0
11 | 21 | 21 | 6.4 | 4 | 85 | 0 | 0 | 0 | 294.0017 | -43.3283 | 0 | 0 | 0 | 0 | 33.2778 | 0 | 0 | 700 | 0 | 0
11 | 21 | 22 | 6.5 | 4.1 | 85 | 0 | 0 | 0 | 311.1853 | -51.336 | 0 | 0 | 0 | 0 | 33.4369 | 0 | 0 | 600 | 0 | 0
11 | 21 | 23 | 5.7 | 4.8 | 94 | 0 | 0 | 0 | 333.2644 | -57.1825 | 0 | 0 | 0 | 0 | 33.6413 | 0 | 0 | 500 | 0 | 0
11 | 21 | 24 | 5.7 | 4.9 | 95 | 0 | 0 | 0 | 359.9021 | -59.4144 | 0 | 0 | 0 | 0 | 33.888 | 0 | 0 | 400 | 0 | 0
11 | 22 | 1 | 5.4 | 3.7 | 89 | 0 | 0 | 0 | 26.5702 | -57.2297 | 0 | 0 | 0 | 0 | 30.8016 | 0 | 0 | 350 | 0 | 0
11 | 22 | 2 | 5.3 | 3.4 | 88 | 0 | 0 | 0 | 48.706 | -51.4173 | 0 | 0 | 0 | 0 | 31.0065 | 0 | 0 | 350 | 0 | 0
11 | 22 | 3 | 4.7 | 3.2 | 90 | 0 | 0 | 0 | 65.9356 | -43.4318 | 0 | 0 | 0 | 0 | 31.1661 | 0 | 0 | 350 | 0 | 0
11 | 22 | 4 | 5.2 | 3 | 86 | 0 | 0 | 0 | 79.8363 | -34.3758 | 85.1637 | 0 | 0 | 0 | 31.2948 | 0 | 0 | 350 | 0 | 0
11 | 22 | 5 | 4.8 | 2.8 | 87 | 0 | 0 | 0 | 91.8713 | -24.9265 | 73.1287 | 0 | 0 | 0 | 31.4062 | 0 | 0 | 350 | 0 | 0
11 | 22 | 6 | 4.9 | 2.9 | 87 | 0 | 0 | 0 | 103.0594 | -15.5281 | 61.9406 | 0 | 0 | 0 | 31.5098 | 0 | 0 | 350 | 0 | 0
11 | 22 | 7 | 3.8 | 2.3 | 90 | 0 | 0 | 0 | 114.1104 | -6.521 | 50.8896 | 0 | 0 | 0 | 31.6121 | 0 | 0 | 350 | 0 | 0
11 | 22 | 8 | 3.2 | 1.6 | 89 | 4 | 0 | 4 | 125.5494 | 1.9557 | 39.4506 | 32.0443 | 0 | 3.6581 | 31.7181 | 3.6581 | 17.3832 | 350 | 17.3832 | 0
11 | 22 | 9 | 4.4 | 2.9 | 90 | 40 | 0 | 40 | 137.764 | 8.8273 | 27.236 | 25.1727 | 0 | 36.5808 | 31.8311 | 36.5808 | 173.8317 | 350 | 173.8317 | 0
11 | 22 | 10 | 6.1 | 2.7 | 79 | 144 | 191 | 99 | 150.9735 | 14.3111 | 14.0265 | 19.6889 | 139.5467 | 90.5374 | 31.9535 | 90.5374 | 430.2335 | 600 | 430.2335 | 0
11 | 22 | 11 | 6.5 | 3.2 | 79 | 225 | 380 | 106 | 165.1424 | 17.8388 | 0.14238 | 16.1612 | 298.7839 | 96.939 | 32.0847 | 96.939 | 460.6541 | 600 | 460.6541 | 0
11 | 22 | 12 | 7.2 | 2.9 | 74 | 246 | 330 | 130 | 179.9138 | 19.0622 | 14.9138 | 14.9378 | 257.8898 | 118.8874 | 32.2214 | 118.8874 | 564.9531 | 600 | 564.9531 | 0
11 | 22 | 13 | 7.3 | 3 | 74 | 258 | 384 | 124 | 194.6858 | 17.8495 | 29.6858 | 16.1505 | 275.1482 | 113.4003 | 32.3582 | 113.4003 | 538.8784 | 600 | 538.8784 | 0
11 | 22 | 14 | 6.8 | 2.7 | 75 | 209 | 329 | 109 | 208.8556 | 14.331 | 43.8556 | 19.669 | 196.0463 | 99.6825 | 32.4894 | 99.6825 | 473.6915 | 600 | 473.6915 | 0
11 | 22 | 15 | 6.4 | 2.2 | 74 | 104 | 83 | 86 | 222.0647 | 8.8538 | 57.0647 | 25.1462 | 35.5245 | 78.6486 | 32.6117 | 78.6486 | 373.7382 | 600 | 373.7382 | 0
11 | 22 | 16 | 5.6 | 2 | 78 | 22 | 0 | 22 | 234.2755 | 1.984 | 69.2755 | 32.016 | 0 | 20.1194 | 32.7248 | 20.1194 | 95.6075 | 900 | 95.6075 | 0
11 | 22 | 17 | 4.5 | 1.4 | 80 | 1 | 0 | 1 | 245.7057 | -6.4896 | 80.7057 | 0 | 0 | 0.91452 | 32.8306 | 0.91452 | 4.3458 | 900 | 4.3458 | 0
11 | 22 | 18 | 4 | 1.4 | 83 | 0 | 0 | 0 | 256.7409 | -15.5004 | 0 | 0 | 0 | 0 | 32.9328 | 0 | 0 | 900 | 0 | 0
11 | 22 | 19 | 3.7 | 1.4 | 85 | 0 | 0 | 0 | 267.9043 | -24.9073 | 0 | 0 | 0 | 0 | 33.0362 | 0 | 0 | 900 | 0 | 0
11 | 22 | 20 | 3.2 | 0.8 | 84 | 0 | 0 | 0 | 279.9025 | -34.3724 | 0 | 0 | 0 | 0 | 33.1472 | 0 | 0 | 800 | 0 | 0
11 | 22 | 21 | 2.6 | 0.5 | 86 | 0 | 0 | 0 | 293.7527 | -43.4556 | 0 | 0 | 0 | 0 | 33.2755 | 0 | 0 | 700 | 0 | 0
11 | 22 | 22 | 3.4 | 0.2 | 80 | 0 | 0 | 0 | 310.9245 | -51.4855 | 0 | 0 | 0 | 0 | 33.4345 | 0 | 0 | 600 | 0 | 0
11 | 22 | 23 | 3 | 0.3 | 82 | 0 | 0 | 0 | 333.0324 | -57.3642 | 0 | 0 | 0 | 0 | 33.6392 | 0 | 0 | 500 | 0 | 0
11 | 22 | 24 | 2.5 | 0.4 | 86 | 0 | 0 | 0 | 359.7747 | -59.6253 | 0 | 0 | 0 | 0 | 33.8868 | 0 | 0 | 400 | 0 | 0
11 | 23 | 1 | 1.8 | 0.5 | 91 | 0 | 0 | 0 | 26.5743 | -57.4501 | 0 | 0 | 0 | 0 | 30.8016 | 0 | 0 | 350 | 0 | 0
11 | 23 | 2 | 0.9 | -0.3 | 91 | 0 | 0 | 0 | 48.7883 | -51.6314 | 0 | 0 | 0 | 0 | 31.0073 | 0 | 0 | 350 | 0 | 0
11 | 23 | 3 | 1.2 | 0 | 92 | 0 | 0 | 0 | 66.0442 | -43.6372 | 0 | 0 | 0 | 0 | 31.1671 | 0 | 0 | 350 | 0 | 0
11 | 23 | 4 | 0.7 | -0.2 | 94 | 0 | 0 | 0 | 79.9469 | -34.5758 | 85.0531 | 0 | 0 | 0 | 31.2958 | 0 | 0 | 350 | 0 | 0
11 | 23 | 5 | 1.2 | 0 | 92 | 0 | 0 | 0 | 91.9745 | -25.1252 | 73.0255 | 0 | 0 | 0 | 31.4072 | 0 | 0 | 350 | 0 | 0
11 | 23 | 6 | 1.2 | 0 | 92 | 0 | 0 | 0 | 103.1515 | -15.7289 | 61.8485 | 0 | 0 | 0 | 31.5107 | 0 | 0 | 350 | 0 | 0
11 | 23 | 7 | 1.2 | 0.1 | 92 | 0 | 0 | 0 | 114.1885 | -6.7274 | 50.8115 | 0 | 0 | 0 | 31.6129 | 0 | 0 | 350 | 0 | 0
11 | 23 | 8 | 1.5 | -0.3 | 88 | 3 | 0 | 3 | 125.6096 | 1.7616 | 39.3904 | 32.2384 | 0 | 2.7436 | 31.7186 | 2.7436 | 13.0374 | 350 | 13.0374 | 0
11 | 23 | 9 | 2.8 | 1 | 88 | 48 | 28 | 44 | 137.8008 | 8.614 | 27.1992 | 25.386 | 17.2457 | 40.2388 | 31.8315 | 40.2388 | 191.2149 | 350 | 191.2149 | 0
11 | 23 | 10 | 4.5 | 2 | 84 | 142 | 241 | 86 | 150.9801 | 14.0937 | 14.0199 | 19.9063 | 175.4678 | 78.6486 | 31.9535 | 78.6486 | 373.7382 | 600 | 373.7382 | 0
11 | 23 | 11 | 5.3 | 2 | 79 | 224 | 388 | 104 | 165.1124 | 17.6231 | 0.11245 | 16.3769 | 304.1696 | 95.11 | 32.0844 | 95.11 | 451.9625 | 600 | 451.9625 | 0
11 | 23 | 12 | 5.4 | 1.9 | 78 | 268 | 450 | 111 | 179.8446 | 18.8548 | 14.8446 | 15.1452 | 350.7503 | 101.5116 | 32.2208 | 101.5116 | 482.3831 | 600 | 482.3831 | 0
11 | 23 | 13 | 5.8 | 2 | 77 | 264 | 387 | 131 | 194.5805 | 17.6567 | 29.5805 | 16.3433 | 276.6499 | 119.802 | 32.3572 | 119.802 | 569.2989 | 600 | 569.2989 | 0
11 | 23 | 14 | 5.7 | 2.1 | 78 | 214 | 366 | 104 | 208.7218 | 14.1571 | 43.7218 | 19.8429 | 217.6326 | 95.11 | 32.4882 | 95.11 | 451.9625 | 600 | 451.9625 | 0
11 | 23 | 15 | 5.3 | 1.5 | 76 | 128 | 222 | 80 | 221.9105 | 8.7005 | 56.9105 | 25.2995 | 94.8353 | 73.1615 | 32.6103 | 73.1615 | 347.6635 | 600 | 347.6635 | 0
11 | 23 | 16 | 4 | 0.9 | 80 | 35 | 5 | 35 | 234.1068 | 1.8576 | 69.1068 | 32.1424 | 1.131 | 32.0082 | 32.7232 | 32.0082 | 152.1028 | 900 | 152.1028 | 0
11 | 23 | 17 | 2.8 | 0.3 | 84 | 1 | 0 | 1 | 245.5251 | -6.6127 | 80.5251 | 0 | 0 | 0.91452 | 32.8289 | 0.91452 | 4.3458 | 900 | 4.3458 | 0
11 | 23 | 18 | 1.2 | -0.1 | 91 | 0 | 0 | 0 | 256.5482 | -15.6124 | 0 | 0 | 0 | 0 | 32.931 | 0 | 0 | 900 | 0 | 0
11 | 23 | 19 | 2 | 0 | 87 | 0 | 0 | 0 | 267.6967 | -25.0145 | 0 | 0 | 0 | 0 | 33.0342 | 0 | 0 | 900 | 0 | 0
11 | 23 | 20 | 2.5 | 0.9 | 89 | 0 | 0 | 0 | 279.6761 | -34.4816 | 0 | 0 | 0 | 0 | 33.1451 | 0 | 0 | 800 | 0 | 0
11 | 23 | 21 | 3.4 | 1.4 | 87 | 0 | 0 | 0 | 293.5049 | -43.5757 | 0 | 0 | 0 | 0 | 33.2732 | 0 | 0 | 700 | 0 | 0
11 | 23 | 22 | 3.1 | 1.5 | 89 | 0 | 0 | 0 | 310.6631 | -51.6277 | 0 | 0 | 0 | 0 | 33.4321 | 0 | 0 | 600 | 0 | 0
11 | 23 | 23 | 3.5 | 2.3 | 92 | 0 | 0 | 0 | 332.7966 | -57.5387 | 0 | 0 | 0 | 0 | 33.637 | 0 | 0 | 500 | 0 | 0
11 | 23 | 24 | 4.1 | 2.8 | 91 | 0 | 0 | 0 | 359.64 | -59.8299 | 0 | 0 | 0 | 0 | 33.8856 | 0 | 0 | 400 | 0 | 0
11 | 24 | 1 | 3.9 | 2.7 | 92 | 0 | 0 | 0 | 26.57 | -57.6653 | 0 | 0 | 0 | 0 | 30.8016 | 0 | 0 | 350 | 0 | 0
11 | 24 | 2 | 4.1 | 2.8 | 91 | 0 | 0 | 0 | 48.8623 | -51.8415 | 0 | 0 | 0 | 0 | 31.008 | 0 | 0 | 350 | 0 | 0
11 | 24 | 3 | 4.4 | 3.4 | 93 | 0 | 0 | 0 | 66.1451 | -43.8394 | 0 | 0 | 0 | 0 | 31.168 | 0 | 0 | 350 | 0 | 0
11 | 24 | 4 | 4.8 | 3.9 | 94 | 0 | 0 | 0 | 80.0503 | -34.7729 | 84.9497 | 0 | 0 | 0 | 31.2968 | 0 | 0 | 350 | 0 | 0
11 | 24 | 5 | 5.2 | 4.8 | 97 | 0 | 0 | 0 | 92.0712 | -25.3211 | 72.9288 | 0 | 0 | 0 | 31.4081 | 0 | 0 | 350 | 0 | 0
11 | 24 | 6 | 5 | 4.6 | 97 | 0 | 0 | 0 | 103.2374 | -15.9268 | 61.7626 | 0 | 0 | 0 | 31.5115 | 0 | 0 | 350 | 0 | 0
11 | 24 | 7 | 5 | 5 | 100 | 0 | 0 | 0 | 114.2605 | -6.9305 | 50.7395 | 0 | 0 | 0 | 31.6135 | 0 | 0 | 350 | 0 | 0
11 | 24 | 8 | 5.4 | 5.4 | 100 | 1 | 0 | 1 | 125.664 | 1.5724 | 39.336 | 32.4276 | 0 | 0.91452 | 31.7191 | 0.91452 | 4.3458 | 350 | 4.3458 | 0
11 | 24 | 9 | 6 | 6 | 100 | 14 | 0 | 14 | 137.8322 | 8.4051 | 27.1678 | 25.5949 | 0 | 12.8033 | 31.8318 | 12.8033 | 60.8411 | 350 | 60.8411 | 0
11 | 24 | 10 | 6.9 | 6.9 | 100 | 41 | 0 | 41 | 150.9818 | 13.8813 | 14.0182 | 20.1187 | 0 | 37.4953 | 31.9535 | 37.4953 | 178.1775 | 600 | 178.1775 | 0
11 | 24 | 11 | 7.7 | 7.7 | 100 | 65 | 0 | 65 | 165.0785 | 17.413 | 0.07852 | 16.587 | 0 | 59.4437 | 32.0841 | 59.4437 | 282.4766 | 600 | 282.4766 | 0
11 | 24 | 12 | 8.3 | 8.3 | 100 | 78 | 0 | 78 | 179.7727 | 18.6536 | 14.7727 | 15.3464 | 0 | 71.3325 | 32.2201 | 71.3325 | 338.9719 | 600 | 338.9719 | 0
11 | 24 | 13 | 8.5 | 8.5 | 100 | 77 | 0 | 77 | 194.4737 | 17.4705 | 29.4737 | 16.5295 | 0 | 70.4179 | 32.3562 | 70.4179 | 334.6261 | 600 | 334.6261 | 0
11 | 24 | 14 | 9.9 | 9.9 | 100 | 62 | 0 | 62 | 208.5875 | 13.99 | 43.5875 | 20.01 | 0 | 56.7002 | 32.4869 | 56.7002 | 269.4392 | 600 | 269.4392 | 0
11 | 24 | 15 | 11.9 | 11.9 | 100 | 37 | 0 | 37 | 221.7567 | 8.5541 | 56.7567 | 25.4459 | 0 | 33.8372 | 32.6089 | 33.8372 | 160.7944 | 600 | 160.7944 | 0
11 | 24 | 16 | 12 | 12 | 100 | 10 | 0 | 10 | 233.9392 | 1.738 | 68.9392 | 32.262 | 0 | 9.1452 | 32.7217 | 9.1452 | 43.4579 | 900 | 43.4579 | 0
11 | 24 | 17 | 11.2 | 11.2 | 100 | 1 | 0 | 1 | 245.3462 | -6.7288 | 80.3462 | 0 | 0 | 0.91452 | 32.8273 | 0.91452 | 4.3458 | 900 | 4.3458 | 0
11 | 24 | 18 | 11 | 11 | 100 | 0 | 0 | 0 | 256.3574 | -15.7176 | 0 | 0 | 0 | 0 | 32.9292 | 0 | 0 | 900 | 0 | 0
11 | 24 | 19 | 11 | 11 | 100 | 0 | 0 | 0 | 267.4911 | -25.1148 | 0 | 0 | 0 | 0 | 33.0323 | 0 | 0 | 900 | 0 | 0
11 | 24 | 20 | 11.6 | 11.6 | 100 | 0 | 0 | 0 | 279.4516 | -34.5839 | 0 | 0 | 0 | 0 | 33.1431 | 0 | 0 | 800 | 0 | 0
11 | 24 | 21 | 11.5 | 11.3 | 99 | 0 | 0 | 0 | 293.2586 | -43.6886 | 0 | 0 | 0 | 0 | 33.2709 | 0 | 0 | 700 | 0 | 0
11 | 24 | 22 | 11.3 | 11.1 | 99 | 0 | 0 | 0 | 310.4015 | -51.7625 | 0 | 0 | 0 | 0 | 33.4296 | 0 | 0 | 600 | 0 | 0
11 | 24 | 23 | 11.4 | 11 | 97 | 0 | 0 | 0 | 332.5573 | -57.7058 | 0 | 0 | 0 | 0 | 33.6348 | 0 | 0 | 500 | 0 | 0
11 | 24 | 24 | 11.3 | 11.1 | 99 | 0 | 0 | 0 | 359.4982 | -60.0279 | 0 | 0 | 0 | 0 | 33.8842 | 0 | 0 | 400 | 0 | 0
11 | 25 | 1 | 11.7 | 11.5 | 99 | 0 | 0 | 0 | 26.5569 | -57.8754 | 0 | 0 | 0 | 0 | 30.8015 | 0 | 0 | 350 | 0 | 0
11 | 25 | 2 | 11.7 | 11.7 | 100 | 0 | 0 | 0 | 48.9279 | -52.0476 | 0 | 0 | 0 | 0 | 31.0086 | 0 | 0 | 350 | 0 | 0
11 | 25 | 3 | 11.7 | 11.7 | 100 | 0 | 0 | 0 | 66.2382 | -44.0382 | 0 | 0 | 0 | 0 | 31.1689 | 0 | 0 | 350 | 0 | 0
11 | 25 | 4 | 11.6 | 11.2 | 97 | 0 | 0 | 0 | 80.1465 | -34.9671 | 84.8535 | 0 | 0 | 0 | 31.2977 | 0 | 0 | 350 | 0 | 0
11 | 25 | 5 | 11.6 | 11.4 | 99 | 0 | 0 | 0 | 92.1611 | -25.5141 | 72.8389 | 0 | 0 | 0 | 31.4089 | 0 | 0 | 350 | 0 | 0
11 | 25 | 6 | 11.7 | 11.7 | 100 | 0 | 0 | 0 | 103.3168 | -16.1218 | 61.6832 | 0 | 0 | 0 | 31.5122 | 0 | 0 | 350 | 0 | 0
11 | 25 | 7 | 12.4 | 12.4 | 100 | 0 | 0 | 0 | 114.3264 | -7.1302 | 50.6736 | 0 | 0 | 0 | 31.6141 | 0 | 0 | 350 | 0 | 0
11 | 25 | 8 | 12.5 | 12.5 | 100 | 1 | 0 | 1 | 125.7126 | 1.388 | 39.2874 | 32.612 | 0 | 0.91452 | 31.7196 | 0.91452 | 4.3458 | 350 | 4.3458 | 0
11 | 25 | 9 | 12.4 | 12.4 | 100 | 13 | 0 | 13 | 137.8581 | 8.2006 | 27.1419 | 25.7994 | 0 | 11.8887 | 31.832 | 11.8887 | 56.4953 | 350 | 56.4953 | 0
11 | 25 | 10 | 12.9 | 12.9 | 100 | 40 | 0 | 40 | 150.9787 | 13.6741 | 14.0213 | 20.3259 | 0 | 36.5808 | 31.9535 | 36.5808 | 173.8317 | 600 | 173.8317 | 0
11 | 25 | 11 | 13.1 | 13.1 | 100 | 64 | 0 | 64 | 165.0407 | 17.2088 | 0.040656 | 16.7912 | 0 | 58.5292 | 32.0837 | 58.5292 | 278.1308 | 600 | 278.1308 | 0
11 | 25 | 12 | 13.2 | 13.2 | 100 | 77 | 0 | 77 | 179.6979 | 18.4587 | 14.6979 | 15.5413 | 0 | 70.4179 | 32.2194 | 70.4179 | 334.6261 | 600 | 334.6261 | 0
11 | 25 | 13 | 13.5 | 13.5 | 100 | 76 | 0 | 76 | 194.3653 | 17.291 | 29.3653 | 16.709 | 0 | 69.5034 | 32.3552 | 69.5034 | 330.2803 | 600 | 330.2803 | 0
11 | 25 | 14 | 13.2 | 13 | 99 | 61 | 0 | 61 | 208.4528 | 13.8298 | 43.4528 | 20.1702 | 0 | 55.7856 | 32.4857 | 55.7856 | 265.0934 | 600 | 265.0934 | 0
11 | 25 | 15 | 13.2 | 12.8 | 97 | 36 | 0 | 36 | 221.6034 | 8.4144 | 56.6034 | 25.5856 | 0 | 32.9227 | 32.6074 | 32.9227 | 156.4486 | 600 | 156.4486 | 0
11 | 25 | 16 | 12.7 | 12.5 | 99 | 10 | 0 | 10 | 233.7728 | 1.6251 | 68.7728 | 32.3749 | 0 | 9.1452 | 32.7201 | 9.1452 | 43.4579 | 900 | 43.4579 | 0
11 | 25 | 17 | 12.6 | 12.6 | 100 | 0 | 0 | 0 | 245.1689 | -6.8381 | 80.1689 | 0 | 0 | 0 | 32.8256 | 0 | 0 | 900 | 0 | 0
11 | 25 | 18 | 13 | 12.8 | 99 | 0 | 0 | 0 | 256.1686 | -15.8161 | 0 | 0 | 0 | 0 | 32.9275 | 0 | 0 | 900 | 0 | 0
11 | 25 | 19 | 13.1 | 13.1 | 100 | 0 | 0 | 0 | 267.2878 | -25.2083 | 0 | 0 | 0 | 0 | 33.0304 | 0 | 0 | 900 | 0 | 0
11 | 25 | 20 | 13.1 | 13.1 | 100 | 0 | 0 | 0 | 279.2294 | -34.6791 | 0 | 0 | 0 | 0 | 33.141 | 0 | 0 | 800 | 0 | 0
11 | 25 | 21 | 13.5 | 13.5 | 100 | 0 | 0 | 0 | 293.0138 | -43.7943 | 0 | 0 | 0 | 0 | 33.2686 | 0 | 0 | 700 | 0 | 0
11 | 25 | 22 | 13.4 | 13.4 | 100 | 0 | 0 | 0 | 310.1399 | -51.8897 | 0 | 0 | 0 | 0 | 33.4272 | 0 | 0 | 600 | 0 | 0
11 | 25 | 23 | 13.4 | 13.2 | 99 | 0 | 0 | 0 | 332.3146 | -57.8656 | 0 | 0 | 0 | 0 | 33.6325 | 0 | 0 | 500 | 0 | 0
11 | 25 | 24 | 13.4 | 12.8 | 96 | 0 | 0 | 0 | 359.3492 | -60.2194 | 0 | 0 | 0 | 0 | 33.8829 | 0 | 0 | 400 | 0 | 0
11 | 26 | 1 | 13.3 | 12.7 | 96 | 0 | 0 | 0 | 26.5352 | -58.0802 | 0 | 0 | 0 | 0 | 30.8013 | 0 | 0 | 350 | 0 | 0
11 | 26 | 2 | 13.1 | 12.5 | 96 | 0 | 0 | 0 | 48.9848 | -52.2495 | 0 | 0 | 0 | 0 | 31.0091 | 0 | 0 | 350 | 0 | 0
11 | 26 | 3 | 13 | 12.6 | 97 | 0 | 0 | 0 | 66.3233 | -44.2336 | 0 | 0 | 0 | 0 | 31.1697 | 0 | 0 | 350 | 0 | 0
11 | 26 | 4 | 13.1 | 12.7 | 97 | 0 | 0 | 0 | 80.2355 | -35.1582 | 84.7645 | 0 | 0 | 0 | 31.2985 | 0 | 0 | 350 | 0 | 0
11 | 26 | 5 | 13.1 | 12.9 | 99 | 0 | 0 | 0 | 92.2442 | -25.7042 | 72.7558 | 0 | 0 | 0 | 31.4097 | 0 | 0 | 350 | 0 | 0
11 | 26 | 6 | 13.1 | 12.9 | 99 | 0 | 0 | 0 | 103.3899 | -16.3136 | 61.6101 | 0 | 0 | 0 | 31.5129 | 0 | 0 | 350 | 0 | 0
11 | 26 | 7 | 13.3 | 12.8 | 97 | 0 | 0 | 0 | 114.3863 | -7.3265 | 50.6137 | 0 | 0 | 0 | 31.6147 | 0 | 0 | 350 | 0 | 0
11 | 26 | 8 | 12.8 | 12.8 | 100 | 1 | 0 | 1 | 125.7554 | 1.2086 | 39.2446 | 32.7914 | 0 | 0.91452 | 31.72 | 0.91452 | 4.3458 | 350 | 4.3458 | 0
11 | 26 | 9 | 12.9 | 12.9 | 100 | 12 | 0 | 12 | 137.8786 | 8.0007 | 27.1214 | 25.9993 | 0 | 10.9742 | 31.8322 | 10.9742 | 52.1495 | 350 | 52.1495 | 0
11 | 26 | 10 | 13 | 13 | 100 | 39 | 0 | 39 | 150.9708 | 13.472 | 14.0292 | 20.528 | 0 | 35.6662 | 31.9534 | 35.6662 | 169.4859 | 600 | 169.4859 | 0
11 | 26 | 11 | 12.7 | 12.7 | 100 | 63 | 0 | 63 | 164.9989 | 17.0104 | 0.0010842 | 16.9896 | 0 | 57.6147 | 32.0833 | 57.6147 | 273.785 | 600 | 273.785 | 0
11 | 26 | 12 | 12.7 | 12.7 | 100 | 76 | 0 | 76 | 179.6205 | 18.2702 | 14.6205 | 15.7298 | 0 | 69.5034 | 32.2187 | 69.5034 | 330.2803 | 600 | 330.2803 | 0
11 | 26 | 13 | 13 | 13 | 100 | 75 | 0 | 75 | 194.2555 | 17.1183 | 29.2555 | 16.8817 | 0 | 68.5889 | 32.3542 | 68.5889 | 325.9345 | 600 | 325.9345 | 0
11 | 26 | 14 | 12.6 | 12.6 | 100 | 61 | 0 | 61 | 208.3178 | 13.6764 | 43.3178 | 20.3236 | 0 | 55.7856 | 32.4844 | 55.7856 | 265.0934 | 600 | 265.0934 | 0
11 | 26 | 15 | 13.1 | 13.1 | 100 | 36 | 0 | 36 | 221.4507 | 8.2817 | 56.4507 | 25.7183 | 0 | 32.9227 | 32.606 | 32.9227 | 156.4486 | 600 | 156.4486 | 0
11 | 26 | 16 | 13.5 | 13.5 | 100 | 9 | 0 | 9 | 233.6077 | 1.519 | 68.6077 | 32.481 | 0 | 8.2307 | 32.7186 | 8.2307 | 39.1121 | 900 | 39.1121 | 0
11 | 26 | 17 | 13.8 | 13.8 | 100 | 0 | 0 | 0 | 244.9934 | -6.9405 | 79.9934 | 0 | 0 | 0 | 32.824 | 0 | 0 | 900 | 0 | 0
11 | 26 | 18 | 13.8 | 13.8 | 100 | 0 | 0 | 0 | 255.9819 | -15.9077 | 0 | 0 | 0 | 0 | 32.9258 | 0 | 0 | 900 | 0 | 0
11 | 26 | 19 | 14.2 | 14.2 | 100 | 0 | 0 | 0 | 267.0869 | -25.2949 | 0 | 0 | 0 | 0 | 33.0286 | 0 | 0 | 900 | 0 | 0
11 | 26 | 20 | 13.6 | 13.6 | 100 | 0 | 0 | 0 | 279.0095 | -34.7673 | 0 | 0 | 0 | 0 | 33.139 | 0 | 0 | 800 | 0 | 0
11 | 26 | 21 | 13.6 | 13.6 | 100 | 0 | 0 | 0 | 292.771 | -43.8927 | 0 | 0 | 0 | 0 | 33.2664 | 0 | 0 | 700 | 0 | 0
11 | 26 | 22 | 13.7 | 13.7 | 100 | 0 | 0 | 0 | 309.8786 | -52.0095 | 0 | 0 | 0 | 0 | 33.4248 | 0 | 0 | 600 | 0 | 0
11 | 26 | 23 | 11.5 | 11.5 | 100 | 0 | 0 | 0 | 332.0689 | -58.0179 | 0 | 0 | 0 | 0 | 33.6303 | 0 | 0 | 500 | 0 | 0
11 | 26 | 24 | 11.7 | 11.5 | 99 | 0 | 0 | 0 | 359.1933 | -60.4041 | 0 | 0 | 0 | 0 | 33.8814 | 0 | 0 | 400 | 0 | 0
11 | 27 | 1 | 11.8 | 11.8 | 100 | 0 | 0 | 0 | 26.5046 | -58.2796 | 0 | 0 | 0 | 0 | 30.801 | 0 | 0 | 350 | 0 | 0
11 | 27 | 2 | 11.8 | 11 | 95 | 0 | 0 | 0 | 49.0331 | -52.4472 | 0 | 0 | 0 | 0 | 31.0096 | 0 | 0 | 350 | 0 | 0
11 | 27 | 3 | 11.4 | 10.4 | 94 | 0 | 0 | 0 | 66.4004 | -44.4254 | 0 | 0 | 0 | 0 | 31.1704 | 0 | 0 | 350 | 0 | 0
11 | 27 | 4 | 11.8 | 10 | 89 | 0 | 0 | 0 | 80.3171 | -35.3462 | 84.6829 | 0 | 0 | 0 | 31.2992 | 0 | 0 | 350 | 0 | 0
11 | 27 | 5 | 11.2 | 9.2 | 87 | 0 | 0 | 0 | 92.3206 | -25.8913 | 72.6794 | 0 | 0 | 0 | 31.4104 | 0 | 0 | 350 | 0 | 0
11 | 27 | 6 | 10.7 | 9.4 | 92 | 0 | 0 | 0 | 103.4565 | -16.5023 | 61.5435 | 0 | 0 | 0 | 31.5135 | 0 | 0 | 350 | 0 | 0
11 | 27 | 7 | 10.5 | 9.1 | 91 | 0 | 0 | 0 | 114.44 | -7.5191 | 50.56 | 0 | 0 | 0 | 31.6152 | 0 | 0 | 350 | 0 | 0
11 | 27 | 8 | 9.8 | 8.7 | 93 | 1 | 0 | 1 | 125.7923 | 1.0345 | 39.2077 | 32.9655 | 0 | 0.91452 | 31.7203 | 0.91452 | 4.3458 | 350 | 4.3458 | 0
11 | 27 | 9 | 9.9 | 8.9 | 93 | 23 | 0 | 23 | 137.8937 | 7.8054 | 27.1063 | 26.1946 | 0 | 21.0339 | 31.8323 | 21.0339 | 99.9532 | 350 | 99.9532 | 0
11 | 27 | 10 | 10.6 | 8.6 | 87 | 38 | 0 | 38 | 150.9581 | 13.2752 | 14.0419 | 20.7248 | 0 | 34.7517 | 31.9533 | 34.7517 | 165.1401 | 600 | 165.1401 | 0
11 | 27 | 11 | 10.4 | 9 | 91 | 126 | 29 | 117 | 164.9534 | 16.8179 | 0.04664 | 17.1821 | 22.4791 | 106.9987 | 32.0829 | 106.9987 | 508.4578 | 600 | 508.4578 | 0
11 | 27 | 12 | 10 | 9.8 | 99 | 152 | 27 | 143 | 179.5405 | 18.0883 | 14.5405 | 15.9117 | 20.8422 | 130.7762 | 32.218 | 130.7762 | 621.4484 | 600 | 600 | 21.4484
11 | 27 | 13 | 9.9 | 9.1 | 95 | 150 | 27 | 142 | 194.1444 | 16.9523 | 29.1444 | 17.0477 | 19.1404 | 129.8617 | 32.3532 | 129.8617 | 617.1026 | 600 | 600 | 17.1026
11 | 27 | 14 | 10.8 | 8.8 | 87 | 121 | 12 | 118 | 208.1826 | 13.53 | 43.1826 | 20.47 | 7.0847 | 107.9132 | 32.4832 | 107.9132 | 512.8036 | 600 | 512.8036 | 0
11 | 27 | 15 | 10.9 | 8.4 | 85 | 71 | 0 | 71 | 221.2988 | 8.1559 | 56.2988 | 25.8441 | 0 | 64.9308 | 32.6046 | 64.9308 | 308.5513 | 600 | 308.5513 | 0
11 | 27 | 16 | 10.7 | 9.3 | 91 | 18 | 0 | 18 | 233.444 | 1.4197 | 68.444 | 32.5803 | 0 | 16.4613 | 32.7171 | 16.4613 | 78.2243 | 900 | 78.2243 | 0
11 | 27 | 17 | 10.9 | 9.5 | 91 | 0 | 0 | 0 | 244.8198 | -7.036 | 79.8198 | 0 | 0 | 0 | 32.8224 | 0 | 0 | 900 | 0 | 0
11 | 27 | 18 | 10.4 | 10.2 | 99 | 0 | 0 | 0 | 255.7975 | -15.9925 | 0 | 0 | 0 | 0 | 32.9241 | 0 | 0 | 900 | 0 | 0
11 | 27 | 19 | 11.6 | 10.2 | 91 | 0 | 0 | 0 | 266.8885 | -25.3747 | 0 | 0 | 0 | 0 | 33.0267 | 0 | 0 | 900 | 0 | 0
11 | 27 | 20 | 11.2 | 10.5 | 95 | 0 | 0 | 0 | 278.7922 | -34.8486 | 0 | 0 | 0 | 0 | 33.137 | 0 | 0 | 800 | 0 | 0
11 | 27 | 21 | 11.5 | 10.3 | 92 | 0 | 0 | 0 | 292.5303 | -43.9838 | 0 | 0 | 0 | 0 | 33.2642 | 0 | 0 | 700 | 0 | 0
11 | 27 | 22 | 11.6 | 10.4 | 92 | 0 | 0 | 0 | 309.6179 | -52.1217 | 0 | 0 | 0 | 0 | 33.4224 | 0 | 0 | 600 | 0 | 0
11 | 27 | 23 | 11.4 | 10.6 | 95 | 0 | 0 | 0 | 331.8205 | -58.1626 | 0 | 0 | 0 | 0 | 33.628 | 0 | 0 | 500 | 0 | 0
11 | 27 | 24 | 11.5 | 10.7 | 95 | 0 | 0 | 0 | 359.0304 | -60.5821 | 0 | 0 | 0 | 0 | 33.8799 | 0 | 0 | 400 | 0 | 0
11 | 28 | 1 | 11.2 | 10.4 | 95 | 0 | 0 | 0 | 26.4651 | -58.4735 | 0 | 0 | 0 | 0 | 30.8006 | 0 | 0 | 350 | 0 | 0
11 | 28 | 2 | 11.5 | 10.2 | 92 | 0 | 0 | 0 | 49.0725 | -52.6405 | 0 | 0 | 0 | 0 | 31.0099 | 0 | 0 | 350 | 0 | 0
11 | 28 | 3 | 11.4 | 9.9 | 90 | 0 | 0 | 0 | 66.4695 | -44.6137 | 0 | 0 | 0 | 0 | 31.171 | 0 | 0 | 350 | 0 | 0
11 | 28 | 4 | 11.6 | 9.8 | 89 | 0 | 0 | 0 | 80.3913 | -35.5309 | 84.6087 | 0 | 0 | 0 | 31.2999 | 0 | 0 | 350 | 0 | 0
11 | 28 | 5 | 11.6 | 10 | 90 | 0 | 0 | 0 | 92.39 | -26.0752 | 72.61 | 0 | 0 | 0 | 31.411 | 0 | 0 | 350 | 0 | 0
11 | 28 | 6 | 11.2 | 10.2 | 94 | 0 | 0 | 0 | 103.5167 | -16.6877 | 61.4833 | 0 | 0 | 0 | 31.514 | 0 | 0 | 350 | 0 | 0
11 | 28 | 7 | 10.9 | 9.9 | 94 | 0 | 0 | 0 | 114.4876 | -7.708 | 50.5124 | 0 | 0 | 0 | 31.6156 | 0 | 0 | 350 | 0 | 0
11 | 28 | 8 | 10.6 | 10.2 | 97 | 1 | 0 | 1 | 125.8235 | 0.86569 | 39.1765 | 33.1343 | 0 | 0.91452 | 31.7206 | 0.91452 | 4.3458 | 350 | 4.3458 | 0
11 | 28 | 9 | 11.1 | 9.1 | 87 | 22 | 0 | 22 | 137.9035 | 7.6149 | 27.0965 | 26.3851 | 0 | 20.1194 | 31.8324 | 20.1194 | 95.6075 | 350 | 95.6075 | 0
11 | 28 | 10 | 11.2 | 9.6 | 90 | 76 | 1 | 75 | 150.9408 | 13.0839 | 14.0592 | 20.9161 | 0.71604 | 68.5889 | 31.9532 | 68.5889 | 325.9345 | 600 | 325.9345 | 0
11 | 28 | 11 | 10.6 | 8.7 | 88 | 124 | 17 | 119 | 164.9041 | 16.6315 | 0.095946 | 17.3685 | 13.1424 | 108.8277 | 32.0824 | 108.8277 | 517.1494 | 600 | 517.1494 | 0
11 | 28 | 12 | 10.9 | 8.3 | 84 | 150 | 27 | 141 | 179.4578 | 17.9129 | 14.4578 | 16.0871 | 20.796 | 128.9471 | 32.2172 | 128.9471 | 612.7569 | 600 | 600 | 12.7569
11 | 28 | 13 | 10.9 | 7.9 | 82 | 149 | 27 | 140 | 194.032 | 16.7933 | 29.032 | 17.2067 | 19.1053 | 128.0326 | 32.3521 | 128.0326 | 608.4111 | 600 | 600 | 8.4111
11 | 28 | 14 | 10.9 | 8 | 82 | 120 | 12 | 117 | 208.0473 | 13.3906 | 43.0473 | 20.6094 | 7.0745 | 106.9987 | 32.4819 | 106.9987 | 508.4578 | 600 | 508.4578 | 0
11 | 28 | 15 | 10.7 | 7.8 | 82 | 93 | 46 | 83 | 221.1476 | 8.0371 | 56.1476 | 25.9629 | 19.5202 | 75.9051 | 32.6032 | 75.9051 | 360.7008 | 600 | 360.7008 | 0
11 | 28 | 16 | 10.5 | 7.6 | 82 | 23 | 0 | 23 | 233.2818 | 1.3271 | 68.2818 | 32.6729 | 0 | 21.0339 | 32.7156 | 21.0339 | 99.9532 | 900 | 99.9532 | 0
11 | 28 | 17 | 10.6 | 8 | 84 | 0 | 0 | 0 | 244.6483 | -7.1246 | 79.6483 | 0 | 0 | 0 | 32.8208 | 0 | 0 | 900 | 0 | 0
11 | 28 | 18 | 10.1 | 7.8 | 86 | 0 | 0 | 0 | 255.6156 | -16.0705 | 0 | 0 | 0 | 0 | 32.9224 | 0 | 0 | 900 | 0 | 0
11 | 28 | 19 | 9.6 | 7.3 | 86 | 0 | 0 | 0 | 266.6927 | -25.4476 | 0 | 0 | 0 | 0 | 33.0249 | 0 | 0 | 900 | 0 | 0
11 | 28 | 20 | 9.7 | 8.5 | 92 | 0 | 0 | 0 | 278.5776 | -34.9227 | 0 | 0 | 0 | 0 | 33.135 | 0 | 0 | 800 | 0 | 0
11 | 28 | 21 | 10.4 | 7.7 | 83 | 0 | 0 | 0 | 292.2919 | -44.0677 | 0 | 0 | 0 | 0 | 33.262 | 0 | 0 | 700 | 0 | 0
11 | 28 | 22 | 10.1 | 8.5 | 90 | 0 | 0 | 0 | 309.3582 | -52.2263 | 0 | 0 | 0 | 0 | 33.42 | 0 | 0 | 600 | 0 | 0
11 | 28 | 23 | 10.5 | 8.5 | 87 | 0 | 0 | 0 | 331.5696 | -58.2997 | 0 | 0 | 0 | 0 | 33.6256 | 0 | 0 | 500 | 0 | 0
11 | 28 | 24 | 10 | 9 | 93 | 0 | 0 | 0 | 358.8608 | -60.7532 | 0 | 0 | 0 | 0 | 33.8783 | 0 | 0 | 400 | 0 | 0
11 | 29 | 1 | 9.9 | 9.4 | 97 | 0 | 0 | 0 | 26.4167 | -58.6618 | 0 | 0 | 0 | 0 | 30.8002 | 0 | 0 | 350 | 0 | 0
11 | 29 | 2 | 9.8 | 9.5 | 98 | 0 | 0 | 0 | 49.1031 | -52.8294 | 0 | 0 | 0 | 0 | 31.0102 | 0 | 0 | 350 | 0 | 0
11 | 29 | 3 | 9.4 | 8.9 | 97 | 0 | 0 | 0 | 66.5303 | -44.7983 | 0 | 0 | 0 | 0 | 31.1716 | 0 | 0 | 350 | 0 | 0
11 | 29 | 4 | 9.4 | 9.2 | 99 | 0 | 0 | 0 | 80.4581 | -35.7124 | 84.5419 | 0 | 0 | 0 | 31.3005 | 0 | 0 | 350 | 0 | 0
11 | 29 | 5 | 9.4 | 9.4 | 100 | 0 | 0 | 0 | 92.4526 | -26.2558 | 72.5474 | 0 | 0 | 0 | 31.4116 | 0 | 0 | 350 | 0 | 0
11 | 29 | 6 | 9.5 | 9.5 | 100 | 0 | 0 | 0 | 103.5704 | -16.8696 | 61.4296 | 0 | 0 | 0 | 31.5145 | 0 | 0 | 350 | 0 | 0
11 | 29 | 7 | 9.5 | 9.5 | 100 | 0 | 0 | 0 | 114.5291 | -7.8932 | 50.4709 | 0 | 0 | 0 | 31.616 | 0 | 0 | 350 | 0 | 0
11 | 29 | 8 | 9.5 | 9.5 | 100 | 0 | 0 | 0 | 125.8489 | 0.70232 | 39.1511 | 33.2977 | 0 | 0 | 31.7208 | 0 | 0 | 350 | 0 | 0
11 | 29 | 9 | 9.8 | 9.8 | 100 | 10 | 0 | 10 | 137.908 | 7.4293 | 27.092 | 26.5707 | 0 | 9.1452 | 31.8325 | 9.1452 | 43.4579 | 350 | 43.4579 | 0
11 | 29 | 10 | 9.8 | 9.8 | 100 | 74 | 0 | 74 | 150.9187 | 12.898 | 14.0813 | 21.102 | 0 | 67.6744 | 31.953 | 67.6744 | 321.5887 | 600 | 321.5887 | 0
11 | 29 | 11 | 9.8 | 9.4 | 97 | 60 | 0 | 60 | 164.8511 | 16.4513 | 0.14894 | 17.5487 | 0 | 54.8711 | 32.082 | 54.8711 | 260.7476 | 600 | 260.7476 | 0
11 | 29 | 12 | 9.8 | 9.6 | 99 | 73 | 0 | 73 | 179.3727 | 17.7441 | 14.3727 | 16.2559 | 0 | 66.7599 | 32.2164 | 66.7599 | 317.2429 | 600 | 317.2429 | 0
11 | 29 | 13 | 10.3 | 9.5 | 95 | 73 | 0 | 73 | 193.9183 | 16.6412 | 28.9183 | 17.3588 | 0 | 66.7599 | 32.3511 | 66.7599 | 317.2429 | 600 | 317.2429 | 0
11 | 29 | 14 | 10.4 | 9.2 | 92 | 118 | 26 | 111 | 207.9119 | 13.2582 | 42.9119 | 20.7418 | 15.308 | 101.5116 | 32.4807 | 101.5116 | 482.3831 | 600 | 482.3831 | 0
11 | 29 | 15 | 10.2 | 9.4 | 95 | 69 | 0 | 69 | 220.9974 | 7.9252 | 55.9974 | 26.0748 | 0 | 63.1018 | 32.6018 | 63.1018 | 299.8597 | 600 | 299.8597 | 0
11 | 29 | 16 | 9.2 | 9 | 99 | 17 | 0 | 17 | 233.1212 | 1.2412 | 68.1212 | 32.7588 | 0 | 15.5468 | 32.7141 | 15.5468 | 73.8785 | 900 | 73.8785 | 0
11 | 29 | 17 | 9 | 9 | 100 | 0 | 0 | 0 | 244.4789 | -7.2063 | 79.4789 | 0 | 0 | 0 | 32.8192 | 0 | 0 | 900 | 0 | 0
11 | 29 | 18 | 9.2 | 9 | 99 | 0 | 0 | 0 | 255.4362 | -16.1416 | 0 | 0 | 0 | 0 | 32.9207 | 0 | 0 | 900 | 0 | 0
11 | 29 | 19 | 8.9 | 8.5 | 97 | 0 | 0 | 0 | 266.4999 | -25.5136 | 0 | 0 | 0 | 0 | 33.0231 | 0 | 0 | 900 | 0 | 0
11 | 29 | 20 | 8.2 | 8.2 | 100 | 0 | 0 | 0 | 278.366 | -34.9899 | 0 | 0 | 0 | 0 | 33.133 | 0 | 0 | 800 | 0 | 0
11 | 29 | 21 | 8.2 | 8 | 99 | 0 | 0 | 0 | 292.0562 | -44.1443 | 0 | 0 | 0 | 0 | 33.2598 | 0 | 0 | 700 | 0 | 0
11 | 29 | 22 | 7.5 | 7.1 | 97 | 0 | 0 | 0 | 309.0997 | -52.3234 | 0 | 0 | 0 | 0 | 33.4176 | 0 | 0 | 600 | 0 | 0
11 | 29 | 23 | 7.5 | 6.4 | 93 | 0 | 0 | 0 | 331.3166 | -58.4291 | 0 | 0 | 0 | 0 | 33.6233 | 0 | 0 | 500 | 0 | 0
11 | 29 | 24 | 7.2 | 6.4 | 94 | 0 | 0 | 0 | 358.6846 | -60.9172 | 0 | 0 | 0 | 0 | 33.8767 | 0 | 0 | 400 | 0 | 0
11 | 30 | 1 | 7 | 6.4 | 96 | 0 | 0 | 0 | 26.3594 | -58.8444 | 0 | 0 | 0 | 0 | 30.7996 | 0 | 0 | 350 | 0 | 0
11 | 30 | 2 | 7.2 | 6.4 | 95 | 0 | 0 | 0 | 49.1247 | -53.0137 | 0 | 0 | 0 | 0 | 31.0104 | 0 | 0 | 350 | 0 | 0
11 | 30 | 3 | 6.7 | 5.9 | 95 | 0 | 0 | 0 | 66.5829 | -44.979 | 0 | 0 | 0 | 0 | 31.1721 | 0 | 0 | 350 | 0 | 0
11 | 30 | 4 | 6.8 | 5.9 | 94 | 0 | 0 | 0 | 80.5173 | -35.8904 | 84.4827 | 0 | 0 | 0 | 31.3011 | 0 | 0 | 350 | 0 | 0
11 | 30 | 5 | 6.1 | 5.4 | 95 | 0 | 0 | 0 | 92.5083 | -26.4331 | 72.4917 | 0 | 0 | 0 | 31.4121 | 0 | 0 | 350 | 0 | 0
11 | 30 | 6 | 5.1 | 4.4 | 95 | 0 | 0 | 0 | 103.6177 | -17.0481 | 61.3823 | 0 | 0 | 0 | 31.515 | 0 | 0 | 350 | 0 | 0
11 | 30 | 7 | 4.9 | 4.7 | 99 | 0 | 0 | 0 | 114.5644 | -8.0745 | 50.4356 | 0 | 0 | 0 | 31.6163 | 0 | 0 | 350 | 0 | 0
11 | 30 | 8 | 6.6 | 6.1 | 97 | 1 | 0 | 1 | 125.8685 | 0.54448 | 39.1315 | 33.4555 | 0 | 0.91452 | 31.721 | 0.91452 | 4.3458 | 350 | 4.3458 | 0
11 | 30 | 9 | 7.7 | 7.3 | 97 | 20 | 0 | 20 | 137.9071 | 7.2486 | 27.0929 | 26.7514 | 0 | 18.2904 | 31.8325 | 18.2904 | 86.9159 | 350 | 86.9159 | 0
11 | 30 | 10 | 8.8 | 7.8 | 93 | 72 | 0 | 72 | 150.8922 | 12.7178 | 14.1078 | 21.2822 | 0 | 65.8454 | 31.9527 | 65.8454 | 312.8971 | 600 | 312.8971 | 0
11 | 30 | 11 | 9.3 | 8.3 | 93 | 158 | 146 | 116 | 164.7945 | 16.2773 | 0.20555 | 17.7227 | 112.2948 | 106.0842 | 32.0814 | 106.0842 | 504.112 | 600 | 504.112 | 0
11 | 30 | 12 | 9.8 | 8.4 | 91 | 193 | 180 | 135 | 179.2852 | 17.5821 | 14.2852 | 16.4179 | 138.0629 | 123.46 | 32.2156 | 123.46 | 586.6821 | 600 | 586.6821 | 0
11 | 30 | 13 | 9.6 | 7.7 | 88 | 192 | 123 | 152 | 193.8036 | 16.4962 | 28.8036 | 17.5038 | 86.7451 | 139.0069 | 32.35 | 139.0069 | 660.5606 | 600 | 600 | 60.5606
11 | 30 | 14 | 9.6 | 7 | 84 | 176 | 159 | 131 | 207.7766 | 13.133 | 42.7766 | 20.867 | 93.5054 | 119.802 | 32.4794 | 119.802 | 569.2989 | 600 | 569.2989 | 0
11 | 30 | 15 | 9.6 | 7.3 | 86 | 68 | 0 | 68 | 220.8481 | 7.8205 | 55.8481 | 26.1795 | 0 | 62.1873 | 32.6004 | 62.1873 | 295.5139 | 600 | 295.5139 | 0
11 | 30 | 16 | 8.9 | 6.9 | 87 | 22 | 0 | 22 | 232.9623 | 1.1618 | 67.9623 | 32.8382 | 0 | 20.1194 | 32.7126 | 20.1194 | 95.6075 | 900 | 95.6075 | 0
11 | 30 | 17 | 6.4 | 5.2 | 92 | 0 | 0 | 0 | 244.3118 | -7.281 | 79.3118 | 0 | 0 | 0 | 32.8177 | 0 | 0 | 900 | 0 | 0
11 | 30 | 18 | 5.6 | 4.9 | 95 | 0 | 0 | 0 | 255.2595 | -16.2059 | 0 | 0 | 0 | 0 | 32.9191 | 0 | 0 | 900 | 0 | 0
11 | 30 | 19 | 5.4 | 4.9 | 96 | 0 | 0 | 0 | 266.31 | -25.5728 | 0 | 0 | 0 | 0 | 33.0214 | 0 | 0 | 900 | 0 | 0
11 | 30 | 20 | 6 | 5.3 | 95 | 0 | 0 | 0 | 278.1575 | -35.0501 | 0 | 0 | 0 | 0 | 33.1311 | 0 | 0 | 800 | 0 | 0
11 | 30 | 21 | 6.5 | 5.6 | 94 | 0 | 0 | 0 | 291.8233 | -44.2136 | 0 | 0 | 0 | 0 | 33.2576 | 0 | 0 | 700 | 0 | 0
11 | 30 | 22 | 7 | 6 | 93 | 0 | 0 | 0 | 308.8427 | -52.4128 | 0 | 0 | 0 | 0 | 33.4152 | 0 | 0 | 600 | 0 | 0
11 | 30 | 23 | 7.4 | 6.4 | 94 | 0 | 0 | 0 | 331.0618 | -58.5509 | 0 | 0 | 0 | 0 | 33.6209 | 0 | 0 | 500 | 0 | 0
11 | 30 | 24 | 7.8 | 6.9 | 94 | 0 | 0 | 0 | 358.502 | -61.0742 | 0 | 0 | 0 | 0 | 33.875 | 0 | 0 | 400 | 0 | 0
12 | 1 | 1 | 8.1 | 7.4 | 95 | 0 | 0 | 0 | 26.2931 | -59.0211 | 0 | 0 | 0 | 0 | 30.799 | 0 | 0 | 350 | 0 | 0
12 | 1 | 2 | 8.5 | 7.9 | 96 | 0 | 0 | 0 | 49.1373 | -53.1933 | 0 | 0 | 0 | 0 | 31.0105 | 0 | 0 | 350 | 0 | 0
12 | 1 | 3 | 8.9 | 8.4 | 96 | 0 | 0 | 0 | 66.6272 | -45.1559 | 0 | 0 | 0 | 0 | 31.1725 | 0 | 0 | 350 | 0 | 0
12 | 1 | 4 | 9.3 | 8.7 | 96 | 0 | 0 | 0 | 80.569 | -36.0648 | 84.431 | 0 | 0 | 0 | 31.3016 | 0 | 0 | 350 | 0 | 0
12 | 1 | 5 | 9.7 | 8.9 | 95 | 0 | 0 | 0 | 92.557 | -26.607 | 72.443 | 0 | 0 | 0 | 31.4126 | 0 | 0 | 350 | 0 | 0
12 | 1 | 6 | 10.1 | 9.1 | 93 | 0 | 0 | 0 | 103.6585 | -17.223 | 61.3415 | 0 | 0 | 0 | 31.5154 | 0 | 0 | 350 | 0 | 0
12 | 1 | 7 | 10 | 9 | 93 | 0 | 0 | 0 | 114.5937 | -8.2517 | 50.4063 | 0 | 0 | 0 | 31.6166 | 0 | 0 | 350 | 0 | 0
12 | 1 | 8 | 9.7 | 8.7 | 93 | 0 | 0 | 0 | 125.8825 | 0.39228 | 39.1175 | 33.6077 | 0 | 0 | 31.7211 | 0 | 0 | 350 | 0 | 0
12 | 1 | 9 | 9.7 | 8.5 | 92 | 20 | 0 | 20 | 137.9011 | 7.073 | 27.0989 | 26.927 | 0 | 18.2904 | 31.8324 | 18.2904 | 86.9159 | 350 | 86.9159 | 0
12 | 1 | 10 | 9.8 | 8.9 | 94 | 74 | 5 | 73 | 150.861 | 12.5432 | 14.139 | 21.4568 | 3.5468 | 66.7599 | 31.9524 | 66.7599 | 317.2429 | 600 | 317.2429 | 0
12 | 1 | 11 | 9.7 | 7.8 | 88 | 123 | 16 | 118 | 164.7343 | 16.1096 | 0.2657 | 17.8904 | 12.2763 | 107.9132 | 32.0809 | 107.9132 | 512.8036 | 600 | 512.8036 | 0
12 | 1 | 12 | 9.7 | 7.5 | 86 | 150 | 43 | 136 | 179.1954 | 17.4268 | 14.1954 | 16.5732 | 32.9174 | 124.3746 | 32.2148 | 124.3746 | 591.0279 | 600 | 591.0279 | 0
12 | 1 | 13 | 10.6 | 7.2 | 79 | 196 | 168 | 142 | 193.6878 | 16.3582 | 28.6878 | 17.6418 | 118.303 | 129.8617 | 32.349 | 129.8617 | 617.1026 | 600 | 600 | 17.1026
12 | 1 | 14 | 10.6 | 7 | 78 | 121 | 26 | 113 | 207.6414 | 13.0149 | 42.6414 | 20.9851 | 15.2746 | 103.3406 | 32.4782 | 103.3406 | 491.0746 | 600 | 491.0746 | 0
12 | 1 | 15 | 10.1 | 6.7 | 79 | 71 | 3 | 71 | 220.6999 | 7.7227 | 55.6999 | 26.2773 | 1.271 | 64.9308 | 32.5991 | 64.9308 | 308.5513 | 600 | 308.5513 | 0
12 | 1 | 16 | 10 | 7.3 | 83 | 18 | 0 | 18 | 232.8052 | 1.0891 | 67.8052 | 32.9109 | 0 | 16.4613 | 32.7112 | 16.4613 | 78.2243 | 900 | 78.2243 | 0
12 | 1 | 17 | 10.1 | 6.9 | 80 | 0 | 0 | 0 | 244.147 | -7.3487 | 79.147 | 0 | 0 | 0 | 32.8162 | 0 | 0 | 900 | 0 | 0
12 | 1 | 18 | 9.6 | 7.3 | 86 | 0 | 0 | 0 | 255.0856 | -16.2633 | 0 | 0 | 0 | 0 | 32.9175 | 0 | 0 | 900 | 0 | 0
12 | 1 | 19 | 8.8 | 6.9 | 88 | 0 | 0 | 0 | 266.1233 | -25.6251 | 0 | 0 | 0 | 0 | 33.0197 | 0 | 0 | 900 | 0 | 0
12 | 1 | 20 | 8.5 | 7.4 | 93 | 0 | 0 | 0 | 277.9524 | -35.1034 | 0 | 0 | 0 | 0 | 33.1292 | 0 | 0 | 800 | 0 | 0
12 | 1 | 21 | 7.6 | 6.8 | 95 | 0 | 0 | 0 | 291.5936 | -44.2757 | 0 | 0 | 0 | 0 | 33.2555 | 0 | 0 | 700 | 0 | 0
12 | 1 | 22 | 8.1 | 7.3 | 95 | 0 | 0 | 0 | 308.5875 | -52.4946 | 0 | 0 | 0 | 0 | 33.4128 | 0 | 0 | 600 | 0 | 0
12 | 1 | 23 | 8.5 | 8 | 97 | 0 | 0 | 0 | 330.8056 | -58.6648 | 0 | 0 | 0 | 0 | 33.6186 | 0 | 0 | 500 | 0 | 0
12 | 1 | 24 | 9.1 | 8.1 | 93 | 0 | 0 | 0 | 358.3131 | -61.2239 | 0 | 0 | 0 | 0 | 33.8733 | 0 | 0 | 400 | 0 | 0
12 | 2 | 1 | 8.5 | 7.1 | 91 | 0 | 0 | 0 | 26.2179 | -59.1919 | 0 | 0 | 0 | 0 | 30.7983 | 0 | 0 | 350 | 0 | 0
12 | 2 | 2 | 8.2 | 7 | 92 | 0 | 0 | 0 | 49.1407 | -53.3682 | 0 | 0 | 0 | 0 | 31.0106 | 0 | 0 | 350 | 0 | 0
12 | 2 | 3 | 8.2 | 6 | 86 | 0 | 0 | 0 | 66.6631 | -45.3287 | 0 | 0 | 0 | 0 | 31.1728 | 0 | 0 | 350 | 0 | 0
12 | 2 | 4 | 8.3 | 5.6 | 83 | 0 | 0 | 0 | 80.6131 | -36.2357 | 84.3869 | 0 | 0 | 0 | 31.302 | 0 | 0 | 350 | 0 | 0
12 | 2 | 5 | 8.3 | 5.7 | 84 | 0 | 0 | 0 | 92.5988 | -26.7773 | 72.4012 | 0 | 0 | 0 | 31.413 | 0 | 0 | 350 | 0 | 0
12 | 2 | 6 | 8.2 | 6 | 86 | 0 | 0 | 0 | 103.6928 | -17.3941 | 61.3072 | 0 | 0 | 0 | 31.5157 | 0 | 0 | 350 | 0 | 0
12 | 2 | 7 | 7.9 | 5.2 | 83 | 0 | 0 | 0 | 114.6169 | -8.4249 | 50.3831 | 0 | 0 | 0 | 31.6168 | 0 | 0 | 350 | 0 | 0
12 | 2 | 8 | 8.2 | 4.9 | 80 | 0 | 0 | 0 | 125.8907 | 0.24577 | 39.1093 | 33.7542 | 0 | 0 | 31.7212 | 0 | 0 | 350 | 0 | 0
12 | 2 | 9 | 8.6 | 4.2 | 74 | 19 | 0 | 19 | 137.8898 | 6.9026 | 27.1102 | 27.0974 | 0 | 17.3759 | 31.8323 | 17.3759 | 82.5701 | 350 | 82.5701 | 0
12 | 2 | 10 | 8.9 | 4.4 | 73 | 73 | 5 | 72 | 150.8254 | 12.3745 | 14.1746 | 21.6255 | 3.5362 | 65.8454 | 31.9521 | 65.8454 | 312.8971 | 600 | 312.8971 | 0
12 | 2 | 11 | 8.8 | 3 | 67 | 160 | 177 | 111 | 164.6707 | 15.9483 | 0.32933 | 18.0517 | 135.4855 | 101.5116 | 32.0803 | 101.5116 | 482.3831 | 600 | 482.3831 | 0
12 | 2 | 12 | 9.9 | 3.5 | 64 | 243 | 445 | 102 | 179.1033 | 17.2785 | 14.1033 | 16.7215 | 340.0249 | 93.2809 | 32.2139 | 93.2809 | 443.2709 | 600 | 443.2709 | 0
12 | 2 | 13 | 9.6 | 4 | 68 | 242 | 386 | 120 | 193.5711 | 16.2273 | 28.5711 | 17.7727 | 271.4373 | 109.7423 | 32.3479 | 109.7423 | 521.4952 | 600 | 521.4952 | 0
12 | 2 | 14 | 9.8 | 4.1 | 68 | 196 | 381 | 91 | 207.5064 | 12.904 | 42.5064 | 21.096 | 223.6343 | 83.2212 | 32.4769 | 83.2212 | 395.4672 | 600 | 395.4672 | 0
12 | 2 | 15 | 9.2 | 3.4 | 67 | 116 | 236 | 70 | 220.5529 | 7.6321 | 55.5529 | 26.3679 | 99.9715 | 64.0163 | 32.5977 | 64.0163 | 304.2055 | 600 | 304.2055 | 0
12 | 2 | 16 | 8.4 | 3.1 | 69 | 28 | 1 | 28 | 232.6501 | 1.0229 | 67.6501 | 32.9771 | 0.22741 | 25.6065 | 32.7097 | 25.6065 | 121.6822 | 900 | 121.6822 | 0
12 | 2 | 17 | 6.8 | 5 | 88 | 0 | 0 | 0 | 243.9848 | -7.4095 | 78.9848 | 0 | 0 | 0 | 32.8147 | 0 | 0 | 900 | 0 | 0
12 | 2 | 18 | 7 | 3.7 | 79 | 0 | 0 | 0 | 254.9147 | -16.3139 | 89.9147 | 0 | 0 | 0 | 32.9159 | 0 | 0 | 900 | 0 | 0
12 | 2 | 19 | 6.9 | 3.6 | 79 | 0 | 0 | 0 | 265.9399 | -25.6706 | 0 | 0 | 0 | 0 | 33.018 | 0 | 0 | 900 | 0 | 0
12 | 2 | 20 | 7.7 | 4.3 | 79 | 0 | 0 | 0 | 277.7508 | -35.1496 | 0 | 0 | 0 | 0 | 33.1273 | 0 | 0 | 800 | 0 | 0
12 | 2 | 21 | 7.8 | 5.1 | 83 | 0 | 0 | 0 | 291.3672 | -44.3305 | 0 | 0 | 0 | 0 | 33.2534 | 0 | 0 | 700 | 0 | 0
12 | 2 | 22 | 7.9 | 5.5 | 85 | 0 | 0 | 0 | 308.3346 | -52.5689 | 0 | 0 | 0 | 0 | 33.4105 | 0 | 0 | 600 | 0 | 0
12 | 2 | 23 | 7.8 | 5.4 | 85 | 0 | 0 | 0 | 330.5482 | -58.7709 | 0 | 0 | 0 | 0 | 33.6162 | 0 | 0 | 500 | 0 | 0
12 | 2 | 24 | 7.9 | 5.5 | 85 | 0 | 0 | 0 | 358.1182 | -61.3664 | 0 | 0 | 0 | 0 | 33.8715 | 0 | 0 | 400 | 0 | 0
12 | 3 | 1 | 8 | 5.5 | 84 | 0 | 0 | 0 | 26.1337 | -59.3566 | 0 | 0 | 0 | 0 | 30.7975 | 0 | 0 | 350 | 0 | 0
12 | 3 | 2 | 7.9 | 5.9 | 87 | 0 | 0 | 0 | 49.135 | -53.5382 | 0 | 0 | 0 | 0 | 31.0105 | 0 | 0 | 350 | 0 | 0
12 | 3 | 3 | 8 | 6.3 | 89 | 0 | 0 | 0 | 66.6906 | -45.4975 | 0 | 0 | 0 | 0 | 31.1731 | 0 | 0 | 350 | 0 | 0
12 | 3 | 4 | 7.7 | 6.6 | 93 | 0 | 0 | 0 | 80.6495 | -36.4028 | 84.3505 | 0 | 0 | 0 | 31.3023 | 0 | 0 | 350 | 0 | 0
12 | 3 | 5 | 7.4 | 7 | 97 | 0 | 0 | 0 | 92.6335 | -26.944 | 72.3665 | 0 | 0 | 0 | 31.4133 | 0 | 0 | 350 | 0 | 0
12 | 3 | 6 | 7.6 | 7.4 | 99 | 0 | 0 | 0 | 103.7205 | -17.5615 | 61.2795 | 0 | 0 | 0 | 31.5159 | 0 | 0 | 350 | 0 | 0
12 | 3 | 7 | 7.7 | 7.7 | 100 | 0 | 0 | 0 | 114.634 | -8.5938 | 50.366 | 0 | 0 | 0 | 31.617 | 0 | 0 | 350 | 0 | 0
12 | 3 | 8 | 7.8 | 7.8 | 100 | 0 | 0 | 0 | 125.8933 | 0.10502 | 39.1067 | 33.895 | 0 | 0 | 31.7212 | 0 | 0 | 350 | 0 | 0
12 | 3 | 9 | 8.7 | 8.3 | 97 | 9 | 0 | 9 | 137.8734 | 6.7375 | 27.1266 | 27.2625 | 0 | 8.2307 | 31.8322 | 8.2307 | 39.1121 | 350 | 39.1121 | 0
12 | 3 | 10 | 9.1 | 8.3 | 95 | 35 | 0 | 35 | 150.7854 | 12.2116 | 14.2146 | 21.7884 | 0 | 32.0082 | 31.9517 | 32.0082 | 152.1028 | 600 | 152.1028 | 0
12 | 3 | 11 | 9.1 | 8.5 | 96 | 59 | 0 | 59 | 164.6036 | 15.7935 | 0.39635 | 18.2065 | 0 | 53.9566 | 32.0797 | 53.9566 | 256.4018 | 600 | 256.4018 | 0
12 | 3 | 12 | 9 | 9 | 100 | 72 | 0 | 72 | 179.0091 | 17.1371 | 14.0091 | 16.8629 | 0 | 65.8454 | 32.213 | 65.8454 | 312.8971 | 600 | 312.8971 | 0
12 | 3 | 13 | 10.3 | 10.1 | 99 | 72 | 0 | 72 | 193.4535 | 16.1036 | 28.4535 | 17.8964 | 0 | 65.8454 | 32.3468 | 65.8454 | 312.8971 | 600 | 312.8971 | 0
12 | 3 | 14 | 10.5 | 10.1 | 97 | 118 | 34 | 109 | 207.3718 | 12.8004 | 42.3718 | 21.1996 | 19.9422 | 99.6825 | 32.4757 | 99.6825 | 473.6915 | 600 | 473.6915 | 0
12 | 3 | 15 | 10.2 | 9.8 | 97 | 69 | 2 | 69 | 220.4072 | 7.5486 | 55.4072 | 26.4514 | 0.84727 | 63.1018 | 32.5964 | 63.1018 | 299.8597 | 600 | 299.8597 | 0
12 | 3 | 16 | 10.3 | 10.1 | 99 | 17 | 0 | 17 | 232.4971 | 0.96317 | 67.4971 | 33.0368 | 0 | 15.5468 | 32.7083 | 15.5468 | 73.8785 | 900 | 73.8785 | 0
12 | 3 | 17 | 10.7 | 10.5 | 99 | 0 | 0 | 0 | 243.8252 | -7.4633 | 78.8252 | 0 | 0 | 0 | 32.8132 | 0 | 0 | 900 | 0 | 0
12 | 3 | 18 | 10.8 | 10.4 | 97 | 0 | 0 | 0 | 254.7469 | -16.3577 | 89.7469 | 0 | 0 | 0 | 32.9143 | 0 | 0 | 900 | 0 | 0
12 | 3 | 19 | 10.6 | 10 | 96 | 0 | 0 | 0 | 265.76 | -25.7092 | 0 | 0 | 0 | 0 | 33.0163 | 0 | 0 | 900 | 0 | 0
12 | 3 | 20 | 10.6 | 10 | 96 | 0 | 0 | 0 | 277.5529 | -35.1889 | 0 | 0 | 0 | 0 | 33.1255 | 0 | 0 | 800 | 0 | 0
12 | 3 | 21 | 10.1 | 9.5 | 96 | 0 | 0 | 0 | 291.1444 | -44.3782 | 0 | 0 | 0 | 0 | 33.2513 | 0 | 0 | 700 | 0 | 0
12 | 3 | 22 | 9.6 | 9.2 | 97 | 0 | 0 | 0 | 308.0841 | -52.6355 | 0 | 0 | 0 | 0 | 33.4082 | 0 | 0 | 600 | 0 | 0
12 | 3 | 23 | 10.2 | 9.8 | 97 | 0 | 0 | 0 | 330.2901 | -58.8692 | 0 | 0 | 0 | 0 | 33.6138 | 0 | 0 | 500 | 0 | 0
12 | 3 | 24 | 10.1 | 9.9 | 99 | 0 | 0 | 0 | 357.9176 | -61.5015 | 0 | 0 | 0 | 0 | 33.8696 | 0 | 0 | 400 | 0 | 0
12 | 4 | 1 | 10.2 | 9.8 | 97 | 0 | 0 | 0 | 26.0406 | -59.5152 | 0 | 0 | 0 | 0 | 30.7967 | 0 | 0 | 350 | 0 | 0
12 | 4 | 2 | 10.2 | 9.8 | 97 | 0 | 0 | 0 | 49.12 | -53.7033 | 0 | 0 | 0 | 0 | 31.0104 | 0 | 0 | 350 | 0 | 0
12 | 4 | 3 | 10.5 | 9.3 | 92 | 0 | 0 | 0 | 66.7095 | -45.6621 | 0 | 0 | 0 | 0 | 31.1732 | 0 | 0 | 350 | 0 | 0
12 | 4 | 4 | 10.2 | 8.5 | 89 | 0 | 0 | 0 | 80.6782 | -36.5661 | 84.3218 | 0 | 0 | 0 | 31.3026 | 0 | 0 | 350 | 0 | 0
12 | 4 | 5 | 10.3 | 9.3 | 94 | 0 | 0 | 0 | 92.6612 | -27.1069 | 72.3388 | 0 | 0 | 0 | 31.4135 | 0 | 0 | 350 | 0 | 0
12 | 4 | 6 | 10.1 | 9.1 | 93 | 0 | 0 | 0 | 103.7418 | -17.7249 | 61.2582 | 0 | 0 | 0 | 31.5161 | 0 | 0 | 350 | 0 | 0
12 | 4 | 7 | 9.8 | 8.5 | 92 | 0 | 0 | 0 | 114.645 | -8.7585 | 50.355 | 0 | 0 | 0 | 31.6171 | 0 | 0 | 350 | 0 | 0
12 | 4 | 8 | 9.5 | 8.4 | 93 | 0 | 0 | 0 | 125.8902 | -0.07076 | 39.1098 | 0 | 0 | 0 | 31.7212 | 0 | 0 | 350 | 0 | 0
12 | 4 | 9 | 9.9 | 8.2 | 89 | 28 | 3 | 28 | 137.852 | 6.5777 | 27.148 | 27.4223 | 1.7678 | 25.6065 | 31.832 | 25.6065 | 121.6822 | 350 | 121.6822 | 0
12 | 4 | 10 | 11.4 | 8.6 | 83 | 114 | 163 | 82 | 150.7411 | 12.0547 | 14.2589 | 21.9453 | 114.6143 | 74.9905 | 31.9513 | 74.9905 | 356.355 | 600 | 356.355 | 0
12 | 4 | 11 | 10.9 | 9.7 | 92 | 118 | 34 | 108 | 164.5333 | 15.6452 | 0.46671 | 18.3548 | 25.9091 | 98.768 | 32.079 | 98.768 | 469.3457 | 600 | 469.3457 | 0
12 | 4 | 12 | 10.8 | 9.2 | 90 | 145 | 41 | 132 | 178.9128 | 17.0026 | 13.9128 | 16.9974 | 31.221 | 120.7165 | 32.2122 | 120.7165 | 573.6447 | 600 | 573.6447 | 0
12 | 4 | 13 | 11.4 | 8.9 | 85 | 190 | 165 | 139 | 193.3351 | 15.9872 | 28.3351 | 18.0128 | 115.7465 | 127.1181 | 32.3457 | 127.1181 | 604.0653 | 600 | 600 | 4.0653
12 | 4 | 14 | 11 | 9 | 87 | 154 | 168 | 109 | 207.2375 | 12.704 | 42.2375 | 21.296 | 98.4797 | 99.6825 | 32.4744 | 99.6825 | 473.6915 | 600 | 473.6915 | 0
12 | 4 | 15 | 10.9 | 8.2 | 83 | 69 | 4 | 68 | 220.2629 | 7.4722 | 55.2629 | 26.5278 | 1.695 | 62.1873 | 32.595 | 62.1873 | 295.5139 | 600 | 295.5139 | 0
12 | 4 | 16 | 10.5 | 7.8 | 83 | 17 | 0 | 17 | 232.3461 | 0.90989 | 67.3461 | 33.0901 | 0 | 15.5468 | 32.7069 | 15.5468 | 73.8785 | 900 | 73.8785 | 0
12 | 4 | 17 | 10.5 | 8.6 | 88 | 0 | 0 | 0 | 243.6684 | -7.5102 | 78.6684 | 0 | 0 | 0 | 32.8117 | 0 | 0 | 900 | 0 | 0
12 | 4 | 18 | 10.2 | 9 | 92 | 0 | 0 | 0 | 254.5824 | -16.3947 | 89.5824 | 0 | 0 | 0 | 32.9128 | 0 | 0 | 900 | 0 | 0
12 | 4 | 19 | 10 | 9.2 | 95 | 0 | 0 | 0 | 265.5837 | -25.7411 | 0 | 0 | 0 | 0 | 33.0147 | 0 | 0 | 900 | 0 | 0
12 | 4 | 20 | 10.3 | 9.3 | 94 | 0 | 0 | 0 | 277.3589 | -35.2213 | 0 | 0 | 0 | 0 | 33.1237 | 0 | 0 | 800 | 0 | 0
12 | 4 | 21 | 9.8 | 9.2 | 96 | 0 | 0 | 0 | 290.9254 | -44.4186 | 0 | 0 | 0 | 0 | 33.2493 | 0 | 0 | 700 | 0 | 0
12 | 4 | 22 | 10.1 | 9.5 | 96 | 0 | 0 | 0 | 307.8364 | -52.6945 | 0 | 0 | 0 | 0 | 33.4059 | 0 | 0 | 600 | 0 | 0
12 | 4 | 23 | 10.1 | 9.5 | 96 | 0 | 0 | 0 | 330.0316 | -58.9596 | 0 | 0 | 0 | 0 | 33.6114 | 0 | 0 | 500 | 0 | 0
12 | 4 | 24 | 10.1 | 9.5 | 96 | 0 | 0 | 0 | 357.7114 | -61.6291 | 0 | 0 | 0 | 0 | 33.8677 | 0 | 0 | 400 | 0 | 0
12 | 5 | 1 | 10 | 9.6 | 97 | 0 | 0 | 0 | 25.9386 | -59.6675 | 0 | 0 | 0 | 0 | 30.7957 | 0 | 0 | 350 | 0 | 0
12 | 5 | 2 | 10.1 | 9.5 | 96 | 0 | 0 | 0 | 49.0958 | -53.8633 | 0 | 0 | 0 | 0 | 31.0101 | 0 | 0 | 350 | 0 | 0
12 | 5 | 3 | 10 | 9.4 | 96 | 0 | 0 | 0 | 66.7199 | -45.8224 | 0 | 0 | 0 | 0 | 31.1733 | 0 | 0 | 350 | 0 | 0
12 | 5 | 4 | 10 | 9.4 | 96 | 0 | 0 | 0 | 80.6993 | -36.7255 | 84.3007 | 0 | 0 | 0 | 31.3028 | 0 | 0 | 350 | 0 | 0
12 | 5 | 5 | 10.3 | 9.5 | 95 | 0 | 0 | 0 | 92.6819 | -27.2659 | 72.3181 | 0 | 0 | 0 | 31.4137 | 0 | 0 | 350 | 0 | 0
12 | 5 | 6 | 10.1 | 9.5 | 96 | 0 | 0 | 0 | 103.7566 | -17.8842 | 61.2434 | 0 | 0 | 0 | 31.5163 | 0 | 0 | 350 | 0 | 0
12 | 5 | 7 | 10.1 | 9.7 | 97 | 0 | 0 | 0 | 114.65 | -8.9187 | 50.35 | 0 | 0 | 0 | 31.6171 | 0 | 0 | 350 | 0 | 0
12 | 5 | 8 | 10.2 | 9.8 | 97 | 0 | 0 | 0 | 125.8816 | -0.34168 | 39.1184 | 0 | 0 | 0 | 31.7211 | 0 | 0 | 350 | 0 | 0
12 | 5 | 9 | 10.1 | 9.8 | 98 | 8 | 0 | 8 | 137.8255 | 6.4234 | 27.1745 | 27.5766 | 0 | 7.3162 | 31.8317 | 7.3162 | 34.7663 | 350 | 34.7663 | 0
12 | 5 | 10 | 10.2 | 10 | 99 | 34 | 0 | 34 | 150.6925 | 11.9038 | 14.3075 | 22.0962 | 0 | 31.0936 | 31.9509 | 31.0936 | 147.757 | 600 | 147.757 | 0
12 | 5 | 11 | 10.5 | 10.2 | 98 | 57 | 0 | 57 | 164.4597 | 15.5036 | 0.5403 | 18.4964 | 0 | 52.1276 | 32.0783 | 52.1276 | 247.7102 | 600 | 247.7102 | 0
12 | 5 | 12 | 10.5 | 10.2 | 98 | 71 | 0 | 71 | 178.8144 | 16.8753 | 13.8144 | 17.1247 | 0 | 64.9308 | 32.2112 | 64.9308 | 308.5513 | 600 | 308.5513 | 0
12 | 5 | 13 | 10.7 | 10.5 | 99 | 71 | 0 | 71 | 193.216 | 15.8781 | 28.216 | 18.1219 | 0 | 64.9308 | 32.3446 | 64.9308 | 308.5513 | 600 | 308.5513 | 0
12 | 5 | 14 | 10.9 | 10.5 | 97 | 57 | 0 | 57 | 207.1038 | 12.6149 | 42.1038 | 21.3851 | 0 | 52.1276 | 32.4732 | 52.1276 | 247.7102 | 600 | 247.7102 | 0
12 | 5 | 15 | 11 | 10.6 | 97 | 34 | 0 | 34 | 220.1201 | 7.403 | 55.1201 | 26.597 | 0 | 31.0936 | 32.5937 | 31.0936 | 147.757 | 600 | 147.757 | 0
12 | 5 | 16 | 11 | 10.6 | 97 | 8 | 0 | 8 | 232.1975 | 0.86298 | 67.1975 | 33.137 | 0 | 7.3162 | 32.7055 | 7.3162 | 34.7663 | 900 | 34.7663 | 0
12 | 5 | 17 | 10.6 | 10.6 | 100 | 0 | 0 | 0 | 243.5144 | -7.5502 | 78.5144 | 0 | 0 | 0 | 32.8103 | 0 | 0 | 900 | 0 | 0
12 | 5 | 18 | 10 | 10 | 100 | 0 | 0 | 0 | 254.4212 | -16.4249 | 89.4212 | 0 | 0 | 0 | 32.9113 | 0 | 0 | 900 | 0 | 0
12 | 5 | 19 | 9.8 | 9.8 | 100 | 0 | 0 | 0 | 265.4112 | -25.7662 | 0 | 0 | 0 | 0 | 33.0131 | 0 | 0 | 900 | 0 | 0
12 | 5 | 20 | 9.8 | 9.8 | 100 | 0 | 0 | 0 | 277.169 | -35.2469 | 0 | 0 | 0 | 0 | 33.1219 | 0 | 0 | 800 | 0 | 0
12 | 5 | 21 | 10 | 10 | 100 | 0 | 0 | 0 | 290.7106 | -44.4519 | 0 | 0 | 0 | 0 | 33.2473 | 0 | 0 | 700 | 0 | 0
12 | 5 | 22 | 10.1 | 10.1 | 100 | 0 | 0 | 0 | 307.5919 | -52.746 | 0 | 0 | 0 | 0 | 33.4036 | 0 | 0 | 600 | 0 | 0
12 | 5 | 23 | 10.4 | 10.4 | 100 | 0 | 0 | 0 | 329.7731 | -59.0421 | 0 | 0 | 0 | 0 | 33.609 | 0 | 0 | 500 | 0 | 0
12 | 5 | 24 | 9.3 | 9.3 | 100 | 0 | 0 | 0 | 357.5 | -61.7491 | 0 | 0 | 0 | 0 | 33.8657 | 0 | 0 | 400 | 0 | 0
12 | 6 | 1 | 9.1 | 8.4 | 95 | 0 | 0 | 0 | 25.8279 | -59.8134 | 0 | 0 | 0 | 0 | 30.7947 | 0 | 0 | 350 | 0 | 0
12 | 6 | 2 | 8.9 | 8.5 | 97 | 0 | 0 | 0 | 49.0624 | -54.0181 | 0 | 0 | 0 | 0 | 31.0098 | 0 | 0 | 350 | 0 | 0
12 | 6 | 3 | 8.6 | 8.4 | 99 | 0 | 0 | 0 | 66.7218 | -45.9782 | 0 | 0 | 0 | 0 | 31.1734 | 0 | 0 | 350 | 0 | 0
12 | 6 | 4 | 8.7 | 8.5 | 99 | 0 | 0 | 0 | 80.7126 | -36.8808 | 84.2874 | 0 | 0 | 0 | 31.3029 | 0 | 0 | 350 | 0 | 0
12 | 6 | 5 | 7.5 | 6.6 | 94 | 0 | 0 | 0 | 92.6956 | -27.421 | 72.3044 | 0 | 0 | 0 | 31.4138 | 0 | 0 | 350 | 0 | 0
12 | 6 | 6 | 7.2 | 6.8 | 97 | 0 | 0 | 0 | 103.7649 | -18.0395 | 61.2351 | 0 | 0 | 0 | 31.5163 | 0 | 0 | 350 | 0 | 0
12 | 6 | 7 | 6.8 | 5.9 | 94 | 0 | 0 | 0 | 114.649 | -9.0744 | 50.351 | 0 | 0 | 0 | 31.6171 | 0 | 0 | 350 | 0 | 0
12 | 6 | 8 | 6.6 | 6.4 | 99 | 0 | 0 | 0 | 125.8674 | -0.56749 | 39.1326 | 0 | 0 | 0 | 31.721 | 0 | 0 | 350 | 0 | 0
12 | 6 | 9 | 6.9 | 6.5 | 97 | 16 | 0 | 16 | 137.7939 | 6.2746 | 27.2061 | 27.7254 | 0 | 14.6323 | 31.8314 | 14.6323 | 69.5327 | 350 | 69.5327 | 0
12 | 6 | 10 | 8.1 | 6.8 | 91 | 67 | 6 | 66 | 150.6396 | 11.7591 | 14.3604 | 22.2409 | 4.1958 | 60.3582 | 31.9504 | 60.3582 | 286.8224 | 600 | 286.8224 | 0
12 | 6 | 11 | 9 | 5.4 | 78 | 152 | 168 | 107 | 164.3829 | 15.3686 | 0.61707 | 18.6314 | 127.4925 | 97.8535 | 32.0776 | 97.8535 | 464.9999 | 600 | 464.9999 | 0
12 | 6 | 12 | 10.3 | 5.7 | 73 | 233 | 432 | 100 | 178.7142 | 16.755 | 13.7142 | 17.245 | 327.9668 | 91.4519 | 32.2103 | 91.4519 | 434.5793 | 600 | 434.5793 | 0
12 | 6 | 13 | 10.6 | 5.8 | 72 | 228 | 406 | 103 | 193.0963 | 15.7762 | 28.0963 | 18.2238 | 284.2462 | 94.1954 | 32.3435 | 94.1954 | 447.6167 | 600 | 447.6167 | 0
12 | 6 | 14 | 10 | 5.1 | 72 | 191 | 330 | 103 | 206.9706 | 12.5332 | 41.9706 | 21.4668 | 193.2978 | 94.1954 | 32.472 | 94.1954 | 447.6167 | 600 | 447.6167 | 0
12 | 6 | 15 | 10 | 4.1 | 67 | 112 | 237 | 67 | 219.9789 | 7.3409 | 54.9789 | 26.6591 | 100.5369 | 61.2728 | 32.5924 | 61.2728 | 291.1681 | 600 | 291.1681 | 0
12 | 6 | 16 | 9 | 4.8 | 75 | 27 | 3 | 27 | 232.0512 | 0.82241 | 67.0512 | 33.1776 | 0.68973 | 24.692 | 32.7042 | 24.692 | 117.3364 | 900 | 117.3364 | 0
12 | 6 | 17 | 8.2 | 4.3 | 76 | 0 | 0 | 0 | 243.3634 | -7.5832 | 78.3634 | 0 | 0 | 0 | 32.8089 | 0 | 0 | 900 | 0 | 0
12 | 6 | 18 | 8.2 | 3.6 | 73 | 0 | 0 | 0 | 254.2634 | -16.4483 | 89.2634 | 0 | 0 | 0 | 32.9098 | 0 | 0 | 900 | 0 | 0
12 | 6 | 19 | 7.7 | 4 | 77 | 0 | 0 | 0 | 265.2427 | -25.7846 | 0 | 0 | 0 | 0 | 33.0115 | 0 | 0 | 900 | 0 | 0
12 | 6 | 20 | 6.7 | 4.3 | 85 | 0 | 0 | 0 | 276.9834 | -35.2656 | 0 | 0 | 0 | 0 | 33.1202 | 0 | 0 | 800 | 0 | 0
12 | 6 | 21 | 6.9 | 3.2 | 77 | 0 | 0 | 0 | 290.5 | -44.4781 | 0 | 0 | 0 | 0 | 33.2454 | 0 | 0 | 700 | 0 | 0
12 | 6 | 22 | 7.3 | 4.6 | 83 | 0 | 0 | 0 | 307.3508 | -52.7898 | 0 | 0 | 0 | 0 | 33.4014 | 0 | 0 | 600 | 0 | 0
12 | 6 | 23 | 7.3 | 4.6 | 83 | 0 | 0 | 0 | 329.5149 | -59.1166 | 0 | 0 | 0 | 0 | 33.6066 | 0 | 0 | 500 | 0 | 0
12 | 6 | 24 | 7.2 | 4.7 | 84 | 0 | 0 | 0 | 357.2835 | -61.8615 | 0 | 0 | 0 | 0 | 33.8637 | 0 | 0 | 400 | 0 | 0
12 | 7 | 1 | 6.9 | 4.5 | 85 | 0 | 0 | 0 | 25.7084 | -59.9529 | 0 | 0 | 0 | 0 | 30.7936 | 0 | 0 | 350 | 0 | 0
12 | 7 | 2 | 6.9 | 4.5 | 85 | 0 | 0 | 0 | 49.0196 | -54.1676 | 0 | 0 | 0 | 0 | 31.0094 | 0 | 0 | 350 | 0 | 0
12 | 7 | 3 | 7 | 4.7 | 85 | 0 | 0 | 0 | 66.7151 | -46.1296 | 0 | 0 | 0 | 0 | 31.1733 | 0 | 0 | 350 | 0 | 0
12 | 7 | 4 | 6.5 | 4.9 | 89 | 0 | 0 | 0 | 80.7181 | -37.032 | 84.2819 | 0 | 0 | 0 | 31.3029 | 0 | 0 | 350 | 0 | 0
12 | 7 | 5 | 7.3 | 5 | 85 | 0 | 0 | 0 | 92.7022 | -27.572 | 72.2978 | 0 | 0 | 0 | 31.4139 | 0 | 0 | 350 | 0 | 0
12 | 7 | 6 | 6.8 | 5 | 88 | 0 | 0 | 0 | 103.7668 | -18.1905 | 61.2332 | 0 | 0 | 0 | 31.5164 | 0 | 0 | 350 | 0 | 0
12 | 7 | 7 | 7 | 4.4 | 84 | 0 | 0 | 0 | 114.6419 | -9.2255 | 50.3581 | 0 | 0 | 0 | 31.6171 | 0 | 0 | 350 | 0 | 0
12 | 7 | 8 | 7.5 | 4.5 | 81 | 0 | 0 | 0 | 125.8477 | -0.76634 | 39.1523 | 0 | 0 | 0 | 31.7208 | 0 | 0 | 350 | 0 | 0
12 | 7 | 9 | 8 | 5.3 | 83 | 26 | 2 | 26 | 137.7575 | 6.1314 | 27.2425 | 27.8686 | 1.1657 | 23.7775 | 31.8311 | 23.7775 | 112.9906 | 350 | 112.9906 | 0
12 | 7 | 10 | 8.8 | 5.2 | 78 | 109 | 164 | 78 | 150.5827 | 11.6206 | 14.4173 | 22.3794 | 114.386 | 71.3325 | 31.9498 | 71.3325 | 338.9719 | 600 | 338.9719 | 0
12 | 7 | 11 | 8.5 | 6.8 | 89 | 181 | 344 | 90 | 164.3031 | 15.2405 | 0.69692 | 18.7595 | 260.5513 | 82.3067 | 32.0769 | 82.3067 | 391.1214 | 600 | 391.1214 | 0
12 | 7 | 12 | 7.9 | 6.6 | 91 | 212 | 330 | 111 | 178.6121 | 16.6419 | 13.6121 | 17.3581 | 250.1891 | 101.5116 | 32.2094 | 101.5116 | 482.3831 | 600 | 482.3831 | 0
12 | 7 | 13 | 8.2 | 6 | 86 | 234 | 460 | 93 | 192.9761 | 15.6818 | 27.9761 | 18.3182 | 321.7928 | 85.0502 | 32.3424 | 85.0502 | 404.1588 | 600 | 404.1588 | 0
12 | 7 | 14 | 8.3 | 5.4 | 82 | 190 | 385 | 88 | 206.8382 | 12.4588 | 41.8382 | 21.5412 | 225.479 | 80.4777 | 32.4707 | 80.4777 | 382.4298 | 600 | 382.4298 | 0
12 | 7 | 15 | 7.4 | 4.7 | 83 | 111 | 237 | 67 | 219.8393 | 7.286 | 54.8393 | 26.714 | 100.6214 | 61.2728 | 32.5911 | 61.2728 | 291.1681 | 600 | 291.1681 | 0
12 | 7 | 16 | 6.6 | 4 | 83 | 27 | 3 | 27 | 231.9073 | 0.78813 | 66.9073 | 33.2119 | 0.69213 | 24.692 | 32.7028 | 24.692 | 117.3364 | 900 | 117.3364 | 0
12 | 7 | 17 | 5.5 | 4.6 | 94 | 0 | 0 | 0 | 243.2155 | -7.6093 | 78.2155 | 0 | 0 | 0 | 32.8076 | 0 | 0 | 900 | 0 | 0
12 | 7 | 18 | 5.1 | 4.6 | 97 | 0 | 0 | 0 | 254.1094 | -16.465 | 89.1094 | 0 | 0 | 0 | 32.9084 | 0 | 0 | 900 | 0 | 0
12 | 7 | 19 | 5.4 | 4.1 | 91 | 0 | 0 | 0 | 265.0782 | -25.7963 | 0 | 0 | 0 | 0 | 33.01 | 0 | 0 | 900 | 0 | 0
12 | 7 | 20 | 5.6 | 3.9 | 89 | 0 | 0 | 0 | 276.8023 | -35.2775 | 0 | 0 | 0 | 0 | 33.1185 | 0 | 0 | 800 | 0 | 0
12 | 7 | 21 | 6.1 | 5.4 | 95 | 0 | 0 | 0 | 290.2941 | -44.4972 | 0 | 0 | 0 | 0 | 33.2435 | 0 | 0 | 700 | 0 | 0
12 | 7 | 22 | 6.8 | 5.7 | 93 | 0 | 0 | 0 | 307.1134 | -52.8262 | 0 | 0 | 0 | 0 | 33.3992 | 0 | 0 | 600 | 0 | 0
12 | 7 | 23 | 7.3 | 6.4 | 94 | 0 | 0 | 0 | 329.2576 | -59.1832 | 0 | 0 | 0 | 0 | 33.6042 | 0 | 0 | 500 | 0 | 0
12 | 7 | 24 | 7.4 | 7 | 97 | 0 | 0 | 0 | 357.0625 | -61.9663 | 0 | 0 | 0 | 0 | 33.8617 | 0 | 0 | 400 | 0 | 0
12 | 8 | 1 | 7.5 | 7.5 | 100 | 0 | 0 | 0 | 25.5803 | -60.0857 | 0 | 0 | 0 | 0 | 30.7924 | 0 | 0 | 350 | 0 | 0
12 | 8 | 2 | 7.6 | 7.2 | 97 | 0 | 0 | 0 | 48.9676 | -54.3117 | 0 | 0 | 0 | 0 | 31.009 | 0 | 0 | 350 | 0 | 0
12 | 8 | 3 | 7.8 | 7.6 | 99 | 0 | 0 | 0 | 66.6998 | -46.2763 | 0 | 0 | 0 | 0 | 31.1731 | 0 | 0 | 350 | 0 | 0
12 | 8 | 4 | 8.1 | 7.9 | 99 | 0 | 0 | 0 | 80.7159 | -37.179 | 84.2841 | 0 | 0 | 0 | 31.3029 | 0 | 0 | 350 | 0 | 0
12 | 8 | 5 | 7.9 | 7.7 | 99 | 0 | 0 | 0 | 92.7018 | -27.7188 | 72.2982 | 0 | 0 | 0 | 31.4139 | 0 | 0 | 350 | 0 | 0
12 | 8 | 6 | 7.6 | 7.4 | 99 | 0 | 0 | 0 | 103.7622 | -18.3371 | 61.2378 | 0 | 0 | 0 | 31.5163 | 0 | 0 | 350 | 0 | 0
12 | 8 | 7 | 7.5 | 7.3 | 99 | 0 | 0 | 0 | 114.6289 | -9.3719 | 50.3711 | 0 | 0 | 0 | 31.6169 | 0 | 0 | 350 | 0 | 0
12 | 8 | 8 | 7.7 | 6.9 | 95 | 0 | 0 | 0 | 125.8225 | -0.94679 | 39.1775 | 0 | 0 | 0 | 31.7206 | 0 | 0 | 350 | 0 | 0
12 | 8 | 9 | 7.9 | 7 | 94 | 8 | 0 | 8 | 137.7162 | 5.994 | 27.2838 | 28.006 | 0 | 7.3162 | 31.8307 | 7.3162 | 34.7663 | 350 | 34.7663 | 0
12 | 8 | 10 | 8 | 7.1 | 94 | 32 | 0 | 32 | 150.5216 | 11.4884 | 14.4784 | 22.5116 | 0 | 29.2646 | 31.9493 | 29.2646 | 139.0654 | 600 | 139.0654 | 0
12 | 8 | 11 | 8.2 | 7.4 | 95 | 56 | 0 | 56 | 164.2202 | 15.1192 | 0.77977 | 18.8808 | 0 | 51.2131 | 32.0761 | 51.2131 | 243.3644 | 600 | 243.3644 | 0
12 | 8 | 12 | 8.2 | 7.1 | 93 | 70 | 0 | 70 | 178.5083 | 16.5361 | 13.5083 | 17.4639 | 0 | 64.0163 | 32.2084 | 64.0163 | 304.2055 | 600 | 304.2055 | 0
12 | 8 | 13 | 8.1 | 7.4 | 95 | 70 | 0 | 70 | 192.8555 | 15.5948 | 27.8555 | 18.4052 | 0 | 64.0163 | 32.3413 | 64.0163 | 304.2055 | 600 | 304.2055 | 0
12 | 8 | 14 | 8.1 | 7.3 | 95 | 57 | 0 | 57 | 206.7066 | 12.3918 | 41.7066 | 21.6082 | 0 | 52.1276 | 32.4695 | 52.1276 | 247.7102 | 600 | 247.7102 | 0
12 | 8 | 15 | 8.2 | 7.3 | 94 | 33 | 0 | 33 | 219.7016 | 7.2382 | 54.7016 | 26.7618 | 0 | 30.1791 | 32.5898 | 30.1791 | 143.4112 | 600 | 143.4112 | 0
12 | 8 | 16 | 8.2 | 7.6 | 96 | 8 | 0 | 8 | 231.7661 | 0.76009 | 66.7661 | 33.2399 | 0 | 7.3162 | 32.7015 | 7.3162 | 34.7663 | 900 | 34.7663 | 0
12 | 8 | 17 | 8.3 | 7.4 | 94 | 0 | 0 | 0 | 243.0708 | -7.6285 | 78.0708 | 0 | 0 | 0 | 32.8062 | 0 | 0 | 900 | 0 | 0
12 | 8 | 18 | 8.3 | 7.7 | 96 | 0 | 0 | 0 | 253.959 | -16.4749 | 88.959 | 0 | 0 | 0 | 32.907 | 0 | 0 | 900 | 0 | 0
12 | 8 | 19 | 8.3 | 7.9 | 97 | 0 | 0 | 0 | 264.918 | -25.8013 | 0 | 0 | 0 | 0 | 33.0085 | 0 | 0 | 900 | 0 | 0
12 | 8 | 20 | 8.6 | 8 | 96 | 0 | 0 | 0 | 276.6258 | -35.2827 | 0 | 0 | 0 | 0 | 33.1169 | 0 | 0 | 800 | 0 | 0
12 | 8 | 21 | 8.7 | 8.5 | 99 | 0 | 0 | 0 | 290.0929 | -44.5093 | 0 | 0 | 0 | 0 | 33.2416 | 0 | 0 | 700 | 0 | 0
12 | 8 | 22 | 8.6 | 8.6 | 100 | 0 | 0 | 0 | 306.8802 | -52.855 | 0 | 0 | 0 | 0 | 33.397 | 0 | 0 | 600 | 0 | 0
12 | 8 | 23 | 9.2 | 9 | 99 | 0 | 0 | 0 | 329.0014 | -59.2418 | 0 | 0 | 0 | 0 | 33.6019 | 0 | 0 | 500 | 0 | 0
12 | 8 | 24 | 9.7 | 9.3 | 97 | 0 | 0 | 0 | 356.837 | -62.0632 | 0 | 0 | 0 | 0 | 33.8596 | 0 | 0 | 400 | 0 | 0
12 | 9 | 1 | 9.6 | 9.2 | 97 | 0 | 0 | 0 | 25.4438 | -60.2119 | 0 | 0 | 0 | 0 | 30.7911 | 0 | 0 | 350 | 0 | 0
12 | 9 | 2 | 8.2 | 8.2 | 100 | 0 | 0 | 0 | 48.9063 | -54.4503 | 0 | 0 | 0 | 0 | 31.0084 | 0 | 0 | 350 | 0 | 0
12 | 9 | 3 | 8.4 | 8.2 | 99 | 0 | 0 | 0 | 66.6758 | -46.4184 | 0 | 0 | 0 | 0 | 31.1729 | 0 | 0 | 350 | 0 | 0
12 | 9 | 4 | 8.9 | 8.9 | 100 | 0 | 0 | 0 | 80.706 | -37.3216 | 84.294 | 0 | 0 | 0 | 31.3028 | 0 | 0 | 350 | 0 | 0
12 | 9 | 5 | 9.8 | 9.4 | 97 | 0 | 0 | 0 | 92.6944 | -27.8613 | 72.3056 | 0 | 0 | 0 | 31.4138 | 0 | 0 | 350 | 0 | 0
12 | 9 | 6 | 9.8 | 9.4 | 97 | 0 | 0 | 0 | 103.7511 | -18.4794 | 61.2489 | 0 | 0 | 0 | 31.5162 | 0 | 0 | 350 | 0 | 0
12 | 9 | 7 | 9.9 | 9.7 | 99 | 0 | 0 | 0 | 114.61 | -9.5135 | 50.39 | 0 | 0 | 0 | 31.6168 | 0 | 0 | 350 | 0 | 0
12 | 9 | 8 | 9.6 | 9.6 | 100 | 0 | 0 | 0 | 125.7919 | -1.1133 | 39.2081 | 0 | 0 | 0 | 31.7203 | 0 | 0 | 350 | 0 | 0
12 | 9 | 9 | 9.4 | 9.2 | 99 | 22 | 0 | 22 | 137.6701 | 5.8623 | 27.3299 | 28.1377 | 0 | 20.1194 | 31.8303 | 20.1194 | 95.6075 | 350 | 95.6075 | 0
12 | 9 | 10 | 10 | 9.6 | 97 | 63 | 1 | 63 | 150.4566 | 11.3626 | 14.5434 | 22.6374 | 0.694 | 57.6147 | 31.9487 | 57.6147 | 273.785 | 600 | 273.785 | 0
12 | 9 | 11 | 10.8 | 8.9 | 88 | 146 | 162 | 104 | 164.1345 | 15.0048 | 0.86555 | 18.9952 | 122.2619 | 95.11 | 32.0753 | 95.11 | 451.9625 | 600 | 451.9625 | 0
12 | 9 | 12 | 10 | 8.5 | 90 | 139 | 47 | 125 | 178.4029 | 16.4376 | 13.4029 | 17.5624 | 35.5472 | 114.3148 | 32.2074 | 114.3148 | 543.2242 | 600 | 543.2242 | 0
12 | 9 | 13 | 10.1 | 8.3 | 89 | 229 | 341 | 125 | 192.7346 | 15.5152 | 27.7346 | 18.4848 | 238.2481 | 114.3148 | 32.3401 | 114.3148 | 543.2242 | 600 | 543.2242 | 0
12 | 9 | 14 | 10.1 | 7.9 | 86 | 181 | 345 | 90 | 206.5758 | 12.3322 | 41.5758 | 21.6678 | 202.0778 | 82.3067 | 32.4683 | 82.3067 | 391.1214 | 600 | 391.1214 | 0
12 | 9 | 15 | 9.4 | 7.3 | 87 | 100 | 126 | 76 | 219.5657 | 7.1977 | 54.5657 | 26.8023 | 53.6156 | 69.5034 | 32.5886 | 69.5034 | 330.2803 | 600 | 330.2803 | 0
12 | 9 | 16 | 8.6 | 7.1 | 90 | 21 | 0 | 21 | 231.6275 | 0.73826 | 66.6275 | 33.2617 | 0 | 19.2049 | 32.7003 | 19.2049 | 91.2617 | 900 | 91.2617 | 0
12 | 9 | 17 | 7.7 | 6.6 | 93 | 0 | 0 | 0 | 242.9294 | -7.6409 | 77.9294 | 0 | 0 | 0 | 32.8049 | 0 | 0 | 900 | 0 | 0
12 | 9 | 18 | 7.1 | 6.2 | 94 | 0 | 0 | 0 | 253.8126 | -16.4782 | 88.8126 | 0 | 0 | 0 | 32.9057 | 0 | 0 | 900 | 0 | 0
12 | 9 | 19 | 6.4 | 5.5 | 94 | 0 | 0 | 0 | 264.7622 | -25.7997 | 0 | 0 | 0 | 0 | 33.0071 | 0 | 0 | 900 | 0 | 0
12 | 9 | 20 | 6 | 5.1 | 94 | 0 | 0 | 0 | 276.4542 | -35.2811 | 0 | 0 | 0 | 0 | 33.1153 | 0 | 0 | 800 | 0 | 0
12 | 9 | 21 | 5.6 | 5.2 | 97 | 0 | 0 | 0 | 289.8967 | -44.5144 | 0 | 0 | 0 | 0 | 33.2398 | 0 | 0 | 700 | 0 | 0
12 | 9 | 22 | 5.3 | 4.5 | 95 | 0 | 0 | 0 | 306.6513 | -52.8764 | 0 | 0 | 0 | 0 | 33.3949 | 0 | 0 | 600 | 0 | 0
12 | 9 | 23 | 4 | 3.5 | 97 | 0 | 0 | 0 | 328.7467 | -59.2925 | 0 | 0 | 0 | 0 | 33.5995 | 0 | 0 | 500 | 0 | 0
12 | 9 | 24 | 5.2 | 5 | 99 | 0 | 0 | 0 | 356.6076 | -62.1523 | 0 | 0 | 0 | 0 | 33.8575 | 0 | 0 | 400 | 0 | 0
12 | 10 | 1 | 4.7 | 4.7 | 100 | 0 | 0 | 0 | 25.2989 | -60.3313 | 0 | 0 | 0 | 0 | 30.7898 | 0 | 0 | 350 | 0 | 0
12 | 10 | 2 | 4.9 | 3.4 | 90 | 0 | 0 | 0 | 48.8357 | -54.5834 | 0 | 0 | 0 | 0 | 31.0077 | 0 | 0 | 350 | 0 | 0
12 | 10 | 3 | 4.4 | 4.1 | 98 | 0 | 0 | 0 | 66.6433 | -46.5556 | 0 | 0 | 0 | 0 | 31.1726 | 0 | 0 | 350 | 0 | 0
12 | 10 | 4 | 4.4 | 4.4 | 100 | 0 | 0 | 0 | 80.6883 | -37.4597 | 84.3117 | 0 | 0 | 0 | 31.3027 | 0 | 0 | 350 | 0 | 0
12 | 10 | 5 | 5 | 5 | 100 | 0 | 0 | 0 | 92.6799 | -27.9995 | 72.3201 | 0 | 0 | 0 | 31.4137 | 0 | 0 | 350 | 0 | 0
12 | 10 | 6 | 5.1 | 4.9 | 99 | 0 | 0 | 0 | 103.7337 | -18.617 | 61.2663 | 0 | 0 | 0 | 31.5161 | 0 | 0 | 350 | 0 | 0
12 | 10 | 7 | 4.5 | 4.5 | 100 | 0 | 0 | 0 | 114.5852 | -9.6502 | 50.4148 | 0 | 0 | 0 | 31.6165 | 0 | 0 | 350 | 0 | 0
12 | 10 | 8 | 4.8 | 4.6 | 99 | 0 | 0 | 0 | 125.7559 | -1.2686 | 39.2441 | 0 | 0 | 0 | 31.72 | 0 | 0 | 350 | 0 | 0
12 | 10 | 9 | 5.5 | 5.3 | 99 | 24 | 0 | 24 | 137.6193 | 5.7365 | 27.3807 | 28.2635 | 0 | 21.9485 | 31.8298 | 21.9485 | 104.299 | 350 | 104.299 | 0
12 | 10 | 10 | 7.2 | 6.5 | 95 | 103 | 155 | 75 | 150.3877 | 11.2433 | 14.6123 | 22.7567 | 107.3163 | 68.5889 | 31.948 | 68.5889 | 325.9345 | 600 | 325.9345 | 0
12 | 10 | 11 | 8.5 | 6.6 | 88 | 182 | 380 | 84 | 164.0458 | 14.8974 | 0.95415 | 19.1026 | 286.3141 | 76.8196 | 32.0745 | 76.8196 | 365.0466 | 600 | 365.0466 | 0
12 | 10 | 12 | 7.9 | 6.1 | 88 | 229 | 447 | 94 | 178.2959 | 16.3463 | 13.2959 | 17.6537 | 337.7232 | 85.9648 | 32.2064 | 85.9648 | 408.5046 | 600 | 408.5046 | 0
12 | 10 | 13 | 8.4 | 7 | 91 | 228 | 372 | 115 | 192.6134 | 15.4431 | 27.6134 | 18.5569 | 259.7917 | 105.1697 | 32.339 | 105.1697 | 499.7662 | 600 | 499.7662 | 0
12 | 10 | 14 | 7.4 | 6.3 | 93 | 170 | 273 | 98 | 206.446 | 12.28 | 41.446 | 21.72 | 159.9497 | 89.6228 | 32.4671 | 89.6228 | 425.8877 | 600 | 425.8877 | 0
12 | 10 | 15 | 6.7 | 6 | 95 | 87 | 71 | 74 | 219.4319 | 7.1643 | 54.4319 | 26.8357 | 30.2545 | 67.6744 | 32.5873 | 67.6744 | 321.5887 | 600 | 321.5887 | 0
12 | 10 | 16 | 5.8 | 5.6 | 99 | 16 | 0 | 16 | 231.4918 | 0.72258 | 66.4918 | 33.2774 | 0 | 14.6323 | 32.699 | 14.6323 | 69.5327 | 900 | 69.5327 | 0
12 | 10 | 17 | 5.1 | 5.1 | 100 | 0 | 0 | 0 | 242.7915 | -7.6463 | 77.7915 | 0 | 0 | 0 | 32.8036 | 0 | 0 | 900 | 0 | 0
12 | 10 | 18 | 4.4 | 4.4 | 100 | 0 | 0 | 0 | 253.6701 | -16.4749 | 88.6701 | 0 | 0 | 0 | 32.9044 | 0 | 0 | 900 | 0 | 0
12 | 10 | 19 | 3.7 | 3.7 | 100 | 0 | 0 | 0 | 264.6109 | -25.7916 | 0 | 0 | 0 | 0 | 33.0057 | 0 | 0 | 900 | 0 | 0
12 | 10 | 20 | 3.5 | 3.5 | 100 | 0 | 0 | 0 | 276.2875 | -35.2729 | 0 | 0 | 0 | 0 | 33.1138 | 0 | 0 | 800 | 0 | 0
12 | 10 | 21 | 4.5 | 4.5 | 100 | 0 | 0 | 0 | 289.7058 | -44.5126 | 0 | 0 | 0 | 0 | 33.238 | 0 | 0 | 700 | 0 | 0
12 | 10 | 22 | 4.5 | 4.5 | 100 | 0 | 0 | 0 | 306.4271 | -52.8903 | 0 | 0 | 0 | 0 | 33.3928 | 0 | 0 | 600 | 0 | 0
12 | 10 | 23 | 4.7 | 4.7 | 100 | 0 | 0 | 0 | 328.4939 | -59.3351 | 0 | 0 | 0 | 0 | 33.5972 | 0 | 0 | 500 | 0 | 0
12 | 10 | 24 | 5.1 | 4.9 | 99 | 0 | 0 | 0 | 356.3746 | -62.2335 | 0 | 0 | 0 | 0 | 33.8553 | 0 | 0 | 400 | 0 | 0
12 | 11 | 1 | 5.6 | 5.2 | 97 | 0 | 0 | 0 | 25.1458 | -60.4438 | 0 | 0 | 0 | 0 | 30.7884 | 0 | 0 | 350 | 0 | 0
12 | 11 | 2 | 5.3 | 5.1 | 99 | 0 | 0 | 0 | 48.756 | -54.7107 | 0 | 0 | 0 | 0 | 31.007 | 0 | 0 | 350 | 0 | 0
12 | 11 | 3 | 5.1 | 4.9 | 99 | 0 | 0 | 0 | 66.6021 | -46.6878 | 0 | 0 | 0 | 0 | 31.1722 | 0 | 0 | 350 | 0 | 0
12 | 11 | 4 | 4.7 | 4.7 | 100 | 0 | 0 | 0 | 80.6629 | -37.5933 | 84.3371 | 0 | 0 | 0 | 31.3024 | 0 | 0 | 350 | 0 | 0
12 | 11 | 5 | 4.4 | 4.4 | 100 | 0 | 0 | 0 | 92.6585 | -28.1331 | 72.3415 | 0 | 0 | 0 | 31.4135 | 0 | 0 | 350 | 0 | 0
12 | 11 | 6 | 4.4 | 4.4 | 100 | 0 | 0 | 0 | 103.7098 | -18.75 | 61.2902 | 0 | 0 | 0 | 31.5158 | 0 | 0 | 350 | 0 | 0
12 | 11 | 7 | 4 | 4 | 100 | 0 | 0 | 0 | 114.5546 | -9.7818 | 50.4454 | 0 | 0 | 0 | 31.6162 | 0 | 0 | 350 | 0 | 0
12 | 11 | 8 | 4.3 | 4.3 | 100 | 0 | 0 | 0 | 125.7147 | -1.4141 | 39.2853 | 0 | 0 | 0 | 31.7196 | 0 | 0 | 350 | 0 | 0
12 | 11 | 9 | 4.7 | 4.2 | 97 | 14 | 0 | 14 | 137.5638 | 5.6166 | 27.4362 | 28.3834 | 0 | 12.8033 | 31.8293 | 12.8033 | 60.8411 | 350 | 60.8411 | 0
12 | 11 | 10 | 5 | 4.8 | 99 | 61 | 0 | 61 | 150.3149 | 11.1305 | 14.6851 | 22.8695 | 0 | 55.7856 | 31.9474 | 55.7856 | 265.0934 | 600 | 265.0934 | 0
12 | 11 | 11 | 5.1 | 4.6 | 97 | 110 | 20 | 105 | 163.9545 | 14.797 | 1.0455 | 19.203 | 15.0458 | 96.0245 | 32.0737 | 96.0245 | 456.3083 | 600 | 456.3083 | 0
12 | 11 | 12 | 5.8 | 4.8 | 93 | 219 | 316 | 125 | 178.1874 | 16.2625 | 13.1874 | 17.7375 | 238.5246 | 114.3148 | 32.2054 | 114.3148 | 543.2242 | 600 | 543.2242 | 0
12 | 11 | 13 | 6.4 | 4.8 | 89 | 229 | 450 | 94 | 192.4921 | 15.3784 | 27.4921 | 18.6216 | 314.163 | 85.9648 | 32.3379 | 85.9648 | 408.5046 | 600 | 408.5046 | 0
12 | 11 | 14 | 6.7 | 4.6 | 86 | 187 | 383 | 86 | 206.3174 | 12.2353 | 41.3174 | 21.7647 | 224.4934 | 78.6486 | 32.4659 | 78.6486 | 373.7382 | 600 | 373.7382 | 0
12 | 11 | 15 | 6.5 | 4.2 | 85 | 109 | 235 | 66 | 219.3001 | 7.1381 | 54.3001 | 26.8619 | 100.2978 | 60.3582 | 32.5861 | 60.3582 | 286.8224 | 600 | 286.8224 | 0
12 | 11 | 16 | 5 | 3.6 | 91 | 27 | 4 | 26 | 231.3589 | 0.71305 | 66.3589 | 33.287 | 0.93816 | 23.7775 | 32.6978 | 23.7775 | 112.9906 | 900 | 112.9906 | 0
12 | 11 | 17 | 3.5 | 3 | 97 | 0 | 0 | 0 | 242.6572 | -7.645 | 77.6572 | 0 | 0 | 0 | 32.8024 | 0 | 0 | 900 | 0 | 0
12 | 11 | 18 | 1.9 | 1.9 | 100 | 0 | 0 | 0 | 253.5318 | -16.4649 | 88.5318 | 0 | 0 | 0 | 32.9031 | 0 | 0 | 900 | 0 | 0
12 | 11 | 19 | 4.1 | 4.1 | 100 | 0 | 0 | 0 | 264.4642 | -25.7769 | 0 | 0 | 0 | 0 | 33.0043 | 0 | 0 | 900 | 0 | 0
12 | 11 | 20 | 6 | 4.3 | 89 | 0 | 0 | 0 | 276.1259 | -35.2581 | 0 | 0 | 0 | 0 | 33.1123 | 0 | 0 | 800 | 0 | 0
12 | 11 | 21 | 6 | 4.6 | 91 | 0 | 0 | 0 | 289.5203 | -44.5039 | 0 | 0 | 0 | 0 | 33.2363 | 0 | 0 | 700 | 0 | 0
12 | 11 | 22 | 5.5 | 4.4 | 93 | 0 | 0 | 0 | 306.2078 | -52.8969 | 0 | 0 | 0 | 0 | 33.3908 | 0 | 0 | 600 | 0 | 0
12 | 11 | 23 | 5.2 | 4 | 92 | 0 | 0 | 0 | 328.2435 | -59.3699 | 0 | 0 | 0 | 0 | 33.5948 | 0 | 0 | 500 | 0 | 0
12 | 11 | 24 | 3.4 | 3 | 97 | 0 | 0 | 0 | 356.1382 | -62.3068 | 0 | 0 | 0 | 0 | 33.8531 | 0 | 0 | 400 | 0 | 0
12 | 12 | 1 | 5 | 3.8 | 92 | 0 | 0 | 0 | 24.9848 | -60.5493 | 0 | 0 | 0 | 0 | 30.7869 | 0 | 0 | 350 | 0 | 0
12 | 12 | 2 | 5 | 4 | 93 | 0 | 0 | 0 | 48.6671 | -54.8321 | 0 | 0 | 0 | 0 | 31.0062 | 0 | 0 | 350 | 0 | 0
12 | 12 | 3 | 4.2 | 3.8 | 97 | 0 | 0 | 0 | 66.5524 | -46.8151 | 0 | 0 | 0 | 0 | 31.1718 | 0 | 0 | 350 | 0 | 0
12 | 12 | 4 | 4.3 | 3.6 | 95 | 0 | 0 | 0 | 80.6297 | -37.7223 | 84.3703 | 0 | 0 | 0 | 31.3021 | 0 | 0 | 350 | 0 | 0
12 | 12 | 5 | 3.6 | 3.4 | 99 | 0 | 0 | 0 | 92.6301 | -28.2622 | 72.3699 | 0 | 0 | 0 | 31.4132 | 0 | 0 | 350 | 0 | 0
12 | 12 | 6 | 3.7 | 3.5 | 99 | 0 | 0 | 0 | 103.6797 | -18.8783 | 61.3203 | 0 | 0 | 0 | 31.5156 | 0 | 0 | 350 | 0 | 0
12 | 12 | 7 | 3.3 | 2.8 | 97 | 0 | 0 | 0 | 114.5181 | -9.9084 | 50.4819 | 0 | 0 | 0 | 31.6159 | 0 | 0 | 350 | 0 | 0
12 | 12 | 8 | 4.4 | 4.2 | 99 | 0 | 0 | 0 | 125.6682 | -1.551 | 39.3318 | 0 | 0 | 0 | 31.7191 | 0 | 0 | 350 | 0 | 0
12 | 12 | 9 | 4.3 | 4.1 | 99 | 13 | 0 | 13 | 137.5037 | 5.5028 | 27.4963 | 28.4972 | 0 | 11.8887 | 31.8287 | 11.8887 | 56.4953 | 350 | 56.4953 | 0
12 | 12 | 10 | 4.6 | 4.6 | 100 | 30 | 0 | 30 | 150.2384 | 11.0242 | 14.7616 | 22.9758 | 0 | 27.4356 | 31.9467 | 27.4356 | 130.3738 | 600 | 130.3738 | 0
12 | 12 | 11 | 4.3 | 4.3 | 100 | 54 | 0 | 54 | 163.8605 | 14.7037 | 1.1395 | 19.2963 | 0 | 49.384 | 32.0728 | 49.384 | 234.6728 | 600 | 234.6728 | 0
12 | 12 | 12 | 4.5 | 4.5 | 100 | 68 | 0 | 68 | 178.0776 | 16.1861 | 13.0776 | 17.8139 | 0 | 62.1873 | 32.2044 | 62.1873 | 295.5139 | 600 | 295.5139 | 0
12 | 12 | 13 | 4.6 | 4.6 | 100 | 69 | 0 | 69 | 192.3708 | 15.3214 | 27.3708 | 18.6786 | 0 | 63.1018 | 32.3368 | 63.1018 | 299.8597 | 600 | 299.8597 | 0
12 | 12 | 14 | 4.6 | 4.6 | 100 | 56 | 0 | 56 | 206.1899 | 12.198 | 41.1899 | 21.802 | 0 | 51.2131 | 32.4647 | 51.2131 | 243.3644 | 600 | 243.3644 | 0
12 | 12 | 15 | 5 | 5 | 100 | 33 | 0 | 33 | 219.1706 | 7.1191 | 54.1706 | 26.8809 | 0 | 30.1791 | 32.5849 | 30.1791 | 143.4112 | 600 | 143.4112 | 0
12 | 12 | 16 | 4.9 | 4.9 | 100 | 8 | 0 | 8 | 231.2291 | 0.70961 | 66.2291 | 33.2904 | 0 | 7.3162 | 32.6966 | 7.3162 | 34.7663 | 900 | 34.7663 | 0
12 | 12 | 17 | 4.8 | 4.8 | 100 | 0 | 0 | 0 | 242.5265 | -7.6369 | 77.5265 | 0 | 0 | 0 | 32.8012 | 0 | 0 | 900 | 0 | 0
12 | 12 | 18 | 5.6 | 5.1 | 97 | 0 | 0 | 0 | 253.3978 | -16.4484 | 88.3978 | 0 | 0 | 0 | 32.9018 | 0 | 0 | 900 | 0 | 0
12 | 12 | 19 | 6.3 | 5.8 | 97 | 0 | 0 | 0 | 264.3224 | -25.7557 | 0 | 0 | 0 | 0 | 33.003 | 0 | 0 | 900 | 0 | 0
12 | 12 | 20 | 6.1 | 5.9 | 99 | 0 | 0 | 0 | 275.9697 | -35.2368 | 0 | 0 | 0 | 0 | 33.1108 | 0 | 0 | 800 | 0 | 0
12 | 12 | 21 | 5.7 | 5.7 | 100 | 0 | 0 | 0 | 289.3404 | -44.4884 | 0 | 0 | 0 | 0 | 33.2346 | 0 | 0 | 700 | 0 | 0
12 | 12 | 22 | 5.4 | 5.4 | 100 | 0 | 0 | 0 | 305.9938 | -52.8961 | 0 | 0 | 0 | 0 | 33.3888 | 0 | 0 | 600 | 0 | 0
12 | 12 | 23 | 5.1 | 5.1 | 100 | 0 | 0 | 0 | 327.9959 | -59.3967 | 0 | 0 | 0 | 0 | 33.5926 | 0 | 0 | 500 | 0 | 0
12 | 12 | 24 | 5.4 | 5.4 | 100 | 0 | 0 | 0 | 355.899 | -62.3721 | 0 | 0 | 0 | 0 | 33.8509 | 0 | 0 | 400 | 0 | 0
12 | 13 | 1 | 5.6 | 5.1 | 97 | 0 | 0 | 0 | 24.8159 | -60.6477 | 0 | 0 | 0 | 0 | 30.7853 | 0 | 0 | 350 | 0 | 0
12 | 13 | 2 | 5.8 | 5.3 | 97 | 0 | 0 | 0 | 48.5692 | -54.9477 | 0 | 0 | 0 | 0 | 31.0053 | 0 | 0 | 350 | 0 | 0
12 | 13 | 3 | 6.1 | 5.2 | 94 | 0 | 0 | 0 | 66.4942 | -46.9372 | 0 | 0 | 0 | 0 | 31.1712 | 0 | 0 | 350 | 0 | 0
12 | 13 | 4 | 6.6 | 5.5 | 93 | 0 | 0 | 0 | 80.5889 | -37.8465 | 84.4111 | 0 | 0 | 0 | 31.3017 | 0 | 0 | 350 | 0 | 0
12 | 13 | 5 | 6.5 | 5.6 | 94 | 0 | 0 | 0 | 92.5948 | -28.3866 | 72.4052 | 0 | 0 | 0 | 31.4129 | 0 | 0 | 350 | 0 | 0
12 | 13 | 6 | 6.6 | 6.1 | 97 | 0 | 0 | 0 | 103.6432 | -19.0017 | 61.3568 | 0 | 0 | 0 | 31.5152 | 0 | 0 | 350 | 0 | 0
12 | 13 | 7 | 7.2 | 6.5 | 95 | 0 | 0 | 0 | 114.476 | -10.0297 | 50.524 | 0 | 0 | 0 | 31.6155 | 0 | 0 | 350 | 0 | 0
12 | 13 | 8 | 7 | 6.8 | 99 | 0 | 0 | 0 | 125.6165 | -1.6798 | 39.3835 | 0 | 0 | 0 | 31.7187 | 0 | 0 | 350 | 0 | 0
12 | 13 | 9 | 7.4 | 7.2 | 99 | 13 | 0 | 13 | 137.4391 | 5.3951 | 27.5609 | 28.6049 | 0 | 11.8887 | 31.8281 | 11.8887 | 56.4953 | 350 | 56.4953 | 0
12 | 13 | 10 | 7.8 | 7.6 | 99 | 29 | 0 | 29 | 150.1583 | 10.9247 | 14.8417 | 23.0753 | 0 | 26.521 | 31.9459 | 26.521 | 126.028 | 600 | 126.028 | 0
12 | 13 | 11 | 8.2 | 8 | 99 | 53 | 0 | 53 | 163.7639 | 14.6175 | 1.2361 | 19.3825 | 0 | 48.4695 | 32.0719 | 48.4695 | 230.327 | 600 | 230.327 | 0
12 | 13 | 12 | 8.8 | 8.8 | 100 | 67 | 0 | 67 | 177.9664 | 16.1171 | 12.9664 | 17.8829 | 0 | 61.2728 | 32.2034 | 61.2728 | 291.1681 | 600 | 291.1681 | 0
12 | 13 | 13 | 9.3 | 9.3 | 100 | 68 | 0 | 68 | 192.2496 | 15.2719 | 27.2496 | 18.7281 | 0 | 62.1873 | 32.3356 | 62.1873 | 295.5139 | 600 | 295.5139 | 0
12 | 13 | 14 | 8.7 | 8.7 | 100 | 55 | 0 | 55 | 206.0637 | 12.1681 | 41.0637 | 21.8319 | 0 | 50.2985 | 32.4636 | 50.2985 | 239.0186 | 600 | 239.0186 | 0
12 | 13 | 15 | 8.8 | 8.8 | 100 | 51 | 0 | 51 | 219.0434 | 7.1072 | 54.0434 | 26.8928 | 0 | 46.6405 | 32.5837 | 46.6405 | 221.6355 | 600 | 221.6355 | 0
12 | 13 | 16 | 9 | 9 | 100 | 16 | 0 | 16 | 231.1024 | 0.71226 | 66.1024 | 33.2877 | 0 | 14.6323 | 32.6954 | 14.6323 | 69.5327 | 900 | 69.5327 | 0
12 | 13 | 17 | 9.5 | 9.3 | 99 | 0 | 0 | 0 | 242.3996 | -7.622 | 77.3996 | 0 | 0 | 0 | 32.8 | 0 | 0 | 900 | 0 | 0
12 | 13 | 18 | 9.5 | 9.3 | 99 | 0 | 0 | 0 | 253.2681 | -16.4253 | 88.2681 | 0 | 0 | 0 | 32.9006 | 0 | 0 | 900 | 0 | 0
12 | 13 | 19 | 9.3 | 8.7 | 96 | 0 | 0 | 0 | 264.1854 | -25.7282 | 0 | 0 | 0 | 0 | 33.0017 | 0 | 0 | 900 | 0 | 0
12 | 13 | 20 | 9.9 | 8.7 | 92 | 0 | 0 | 0 | 275.819 | -35.209 | 0 | 0 | 0 | 0 | 33.1094 | 0 | 0 | 800 | 0 | 0
12 | 13 | 21 | 9.2 | 8.7 | 97 | 0 | 0 | 0 | 289.1664 | -44.4661 | 0 | 0 | 0 | 0 | 33.233 | 0 | 0 | 700 | 0 | 0
12 | 13 | 22 | 9.3 | 8.4 | 94 | 0 | 0 | 0 | 305.7854 | -52.8881 | 0 | 0 | 0 | 0 | 33.3869 | 0 | 0 | 600 | 0 | 0
12 | 13 | 23 | 9.3 | 8.1 | 92 | 0 | 0 | 0 | 327.7513 | -59.4156 | 0 | 0 | 0 | 0 | 33.5903 | 0 | 0 | 500 | 0 | 0
12 | 13 | 24 | 9.1 | 7.4 | 89 | 0 | 0 | 0 | 355.6572 | -62.4293 | 0 | 0 | 0 | 0 | 33.8487 | 0 | 0 | 400 | 0 | 0
12 | 14 | 1 | 8.6 | 6.7 | 88 | 0 | 0 | 0 | 24.6395 | -60.739 | 0 | 0 | 0 | 0 | 30.7837 | 0 | 0 | 350 | 0 | 0
12 | 14 | 2 | 8.7 | 5.7 | 81 | 0 | 0 | 0 | 48.4623 | -55.0572 | 0 | 0 | 0 | 0 | 31.0043 | 0 | 0 | 350 | 0 | 0
12 | 14 | 3 | 8.8 | 5.6 | 80 | 0 | 0 | 0 | 66.4274 | -47.054 | 0 | 0 | 0 | 0 | 31.1706 | 0 | 0 | 350 | 0 | 0
12 | 14 | 4 | 9 | 5 | 76 | 0 | 0 | 0 | 80.5404 | -37.9658 | 84.4596 | 0 | 0 | 0 | 31.3013 | 0 | 0 | 350 | 0 | 0
12 | 14 | 5 | 8.6 | 5.3 | 80 | 0 | 0 | 0 | 92.5526 | -28.5062 | 72.4474 | 0 | 0 | 0 | 31.4125 | 0 | 0 | 350 | 0 | 0
12 | 14 | 6 | 8.5 | 5.2 | 80 | 0 | 0 | 0 | 103.6005 | -19.1201 | 61.3995 | 0 | 0 | 0 | 31.5148 | 0 | 0 | 350 | 0 | 0
12 | 14 | 7 | 8 | 4.6 | 79 | 0 | 0 | 0 | 114.4281 | -10.1458 | 50.5719 | 0 | 0 | 0 | 31.6151 | 0 | 0 | 350 | 0 | 0
12 | 14 | 8 | 8.4 | 5 | 79 | 0 | 0 | 0 | 125.5596 | -1.8009 | 39.4404 | 0 | 0 | 0 | 31.7181 | 0 | 0 | 350 | 0 | 0
12 | 14 | 9 | 7.8 | 5.9 | 88 | 19 | 0 | 19 | 137.37 | 5.2935 | 27.63 | 28.7065 | 0 | 17.3759 | 31.8275 | 17.3759 | 82.5701 | 350 | 82.5701 | 0
12 | 14 | 10 | 9.1 | 5.2 | 77 | 77 | 120 | 57 | 150.0745 | 10.8318 | 14.9255 | 23.1682 | 82.3798 | 52.1276 | 31.9451 | 52.1276 | 247.7102 | 600 | 247.7102 | 0
12 | 14 | 11 | 9.1 | 5.8 | 80 | 170 | 257 | 105 | 163.6648 | 14.5385 | 1.3352 | 19.4615 | 192.5583 | 96.0245 | 32.071 | 96.0245 | 456.3083 | 600 | 456.3083 | 0
12 | 14 | 12 | 7.2 | 5.9 | 91 | 135 | 57 | 118 | 177.8541 | 16.0556 | 12.8541 | 17.9444 | 42.9325 | 107.9132 | 32.2024 | 107.9132 | 512.8036 | 600 | 512.8036 | 0
12 | 14 | 13 | 7 | 6.1 | 94 | 180 | 163 | 132 | 192.1285 | 15.2299 | 27.1285 | 18.7701 | 113.7704 | 120.7165 | 32.3345 | 120.7165 | 573.6447 | 600 | 573.6447 | 0
12 | 14 | 14 | 8.6 | 6.4 | 86 | 147 | 166 | 104 | 205.9389 | 12.1457 | 40.9389 | 21.8543 | 97.5071 | 95.11 | 32.4624 | 95.11 | 451.9625 | 600 | 451.9625 | 0
12 | 14 | 15 | 7.9 | 5.2 | 83 | 66 | 3 | 65 | 218.9185 | 7.1025 | 53.9185 | 26.8975 | 1.2879 | 59.4437 | 32.5826 | 59.4437 | 282.4766 | 600 | 282.4766 | 0
12 | 14 | 16 | 8.2 | 5.2 | 81 | 16 | 0 | 16 | 230.9789 | 0.72097 | 65.9789 | 33.279 | 0 | 14.6323 | 32.6942 | 14.6323 | 69.5327 | 900 | 69.5327 | 0
12 | 14 | 17 | 6.1 | 5.3 | 95 | 0 | 0 | 0 | 242.2766 | -7.6005 | 77.2766 | 0 | 0 | 0 | 32.7989 | 0 | 0 | 900 | 0 | 0
12 | 14 | 18 | 6.1 | 5 | 93 | 0 | 0 | 0 | 253.1429 | -16.3958 | 88.1429 | 0 | 0 | 0 | 32.8995 | 0 | 0 | 900 | 0 | 0
12 | 14 | 19 | 6.7 | 5.6 | 93 | 0 | 0 | 0 | 264.0536 | -25.6943 | 0 | 0 | 0 | 0 | 33.0005 | 0 | 0 | 900 | 0 | 0
12 | 14 | 20 | 7.1 | 4.9 | 86 | 0 | 0 | 0 | 275.6738 | -35.1749 | 0 | 0 | 0 | 0 | 33.1081 | 0 | 0 | 800 | 0 | 0
12 | 14 | 21 | 6.9 | 5.4 | 90 | 0 | 0 | 0 | 288.9985 | -44.4372 | 0 | 0 | 0 | 0 | 33.2315 | 0 | 0 | 700 | 0 | 0
12 | 14 | 22 | 6.7 | 5.1 | 90 | 0 | 0 | 0 | 305.5828 | -52.8728 | 0 | 0 | 0 | 0 | 33.385 | 0 | 0 | 600 | 0 | 0
12 | 14 | 23 | 6.8 | 4.9 | 88 | 0 | 0 | 0 | 327.5103 | -59.4266 | 0 | 0 | 0 | 0 | 33.5881 | 0 | 0 | 500 | 0 | 0
12 | 14 | 24 | 7.2 | 5.4 | 88 | 0 | 0 | 0 | 355.4134 | -62.4784 | 0 | 0 | 0 | 0 | 33.8464 | 0 | 0 | 400 | 0 | 0
12 | 15 | 1 | 6.9 | 4.8 | 86 | 0 | 0 | 0 | 24.4557 | -60.823 | 0 | 0 | 0 | 0 | 30.782 | 0 | 0 | 350 | 0 | 0
12 | 15 | 2 | 6.2 | 4.5 | 89 | 0 | 0 | 0 | 48.3464 | -55.1606 | 0 | 0 | 0 | 0 | 31.0032 | 0 | 0 | 350 | 0 | 0
12 | 15 | 3 | 6 | 4.1 | 88 | 0 | 0 | 0 | 66.3522 | -47.1655 | 0 | 0 | 0 | 0 | 31.1699 | 0 | 0 | 350 | 0 | 0
12 | 15 | 4 | 6.6 | 4.7 | 88 | 0 | 0 | 0 | 80.4842 | -38.0801 | 84.5158 | 0 | 0 | 0 | 31.3008 | 0 | 0 | 350 | 0 | 0
12 | 15 | 5 | 6.8 | 5.2 | 90 | 0 | 0 | 0 | 92.5036 | -28.6208 | 72.4964 | 0 | 0 | 0 | 31.4121 | 0 | 0 | 350 | 0 | 0
12 | 15 | 6 | 6.6 | 4.9 | 89 | 0 | 0 | 0 | 103.5515 | -19.2335 | 61.4485 | 0 | 0 | 0 | 31.5144 | 0 | 0 | 350 | 0 | 0
12 | 15 | 7 | 6.9 | 5.4 | 90 | 0 | 0 | 0 | 114.3746 | -10.2565 | 50.6254 | 0 | 0 | 0 | 31.6146 | 0 | 0 | 350 | 0 | 0
12 | 15 | 8 | 7 | 5.7 | 91 | 0 | 0 | 0 | 125.4978 | -1.9148 | 39.5022 | 0 | 0 | 0 | 31.7176 | 0 | 0 | 350 | 0 | 0
12 | 15 | 9 | 6.8 | 5.4 | 91 | 19 | 0 | 19 | 137.2966 | 5.1981 | 27.7034 | 28.8019 | 0 | 17.3759 | 31.8268 | 17.3759 | 82.5701 | 350 | 82.5701 | 0
12 | 15 | 10 | 7.5 | 5.7 | 88 | 58 | 0 | 58 | 149.9872 | 10.7458 | 15.0128 | 23.2542 | 0 | 53.0421 | 31.9443 | 53.0421 | 252.056 | 600 | 252.056 | 0
12 | 15 | 11 | 8 | 5.3 | 83 | 140 | 159 | 100 | 163.5634 | 14.4668 | 1.4366 | 19.5332 | 118.9958 | 91.4519 | 32.07 | 91.4519 | 434.5793 | 600 | 434.5793 | 0
12 | 15 | 12 | 7.3 | 5.5 | 88 | 135 | 46 | 121 | 177.7407 | 16.0016 | 12.7407 | 17.9984 | 34.6301 | 110.6568 | 32.2013 | 110.6568 | 525.841 | 600 | 525.841 | 0
12 | 15 | 13 | 7.5 | 5 | 84 | 137 | 41 | 125 | 192.0076 | 15.1956 | 27.0076 | 18.8044 | 28.6219 | 114.3148 | 32.3334 | 114.3148 | 543.2242 | 600 | 543.2242 | 0
12 | 15 | 14 | 8 | 4.9 | 81 | 167 | 219 | 111 | 205.8156 | 12.1308 | 40.8156 | 21.8692 | 128.7663 | 101.5116 | 32.4613 | 101.5116 | 482.3831 | 600 | 482.3831 | 0
12 | 15 | 15 | 7.3 | 5 | 85 | 86 | 71 | 73 | 218.7962 | 7.1049 | 53.7962 | 26.8951 | 30.551 | 66.7599 | 32.5814 | 66.7599 | 317.2429 | 600 | 317.2429 | 0
12 | 15 | 16 | 6.7 | 5 | 89 | 16 | 0 | 16 | 230.8588 | 0.73573 | 65.8588 | 33.2643 | 0 | 14.6323 | 32.6931 | 14.6323 | 69.5327 | 900 | 69.5327 | 0
12 | 15 | 17 | 5.1 | 4.1 | 93 | 0 | 0 | 0 | 242.1576 | -7.5722 | 77.1576 | 0 | 0 | 0 | 32.7978 | 0 | 0 | 900 | 0 | 0
12 | 15 | 18 | 5.8 | 4.1 | 89 | 0 | 0 | 0 | 253.0222 | -16.3599 | 88.0222 | 0 | 0 | 0 | 32.8984 | 0 | 0 | 900 | 0 | 0
12 | 15 | 19 | 6.5 | 4.1 | 85 | 0 | 0 | 0 | 263.9269 | -25.6541 | 0 | 0 | 0 | 0 | 32.9993 | 0 | 0 | 900 | 0 | 0
12 | 15 | 20 | 6.6 | 5.3 | 91 | 0 | 0 | 0 | 275.5344 | -35.1343 | 0 | 0 | 0 | 0 | 33.1068 | 0 | 0 | 800 | 0 | 0
12 | 15 | 21 | 5.5 | 4.3 | 92 | 0 | 0 | 0 | 288.8368 | -44.4016 | 0 | 0 | 0 | 0 | 33.23 | 0 | 0 | 700 | 0 | 0
12 | 15 | 22 | 5.1 | 3.4 | 89 | 0 | 0 | 0 | 305.3862 | -52.8504 | 0 | 0 | 0 | 0 | 33.3832 | 0 | 0 | 600 | 0 | 0
12 | 15 | 23 | 6.3 | 4.1 | 86 | 0 | 0 | 0 | 327.2731 | -59.4297 | 0 | 0 | 0 | 0 | 33.5859 | 0 | 0 | 500 | 0 | 0
12 | 15 | 24 | 5.4 | 3.5 | 88 | 0 | 0 | 0 | 355.1679 | -62.5195 | 0 | 0 | 0 | 0 | 33.8441 | 0 | 0 | 400 | 0 | 0
12 | 16 | 1 | 6.2 | 3.6 | 83 | 0 | 0 | 0 | 24.2648 | -60.8996 | 0 | 0 | 0 | 0 | 30.7802 | 0 | 0 | 350 | 0 | 0
12 | 16 | 2 | 5.7 | 3.6 | 86 | 0 | 0 | 0 | 48.2218 | -55.2578 | 0 | 0 | 0 | 0 | 31.0021 | 0 | 0 | 350 | 0 | 0
12 | 16 | 3 | 5.8 | 3.7 | 86 | 0 | 0 | 0 | 66.2686 | -47.2716 | 0 | 0 | 0 | 0 | 31.1692 | 0 | 0 | 350 | 0 | 0
12 | 16 | 4 | 6.1 | 4.2 | 88 | 0 | 0 | 0 | 80.4205 | -38.1894 | 84.5795 | 0 | 0 | 0 | 31.3002 | 0 | 0 | 350 | 0 | 0
12 | 16 | 5 | 7 | 4.9 | 86 | 0 | 0 | 0 | 92.4477 | -28.7305 | 72.5523 | 0 | 0 | 0 | 31.4116 | 0 | 0 | 350 | 0 | 0
12 | 16 | 6 | 6.7 | 4.5 | 86 | 0 | 0 | 0 | 103.4964 | -19.3418 | 61.5036 | 0 | 0 | 0 | 31.5139 | 0 | 0 | 350 | 0 | 0
12 | 16 | 7 | 6.8 | 5 | 88 | 0 | 0 | 0 | 114.3155 | -10.3617 | 50.6845 | 0 | 0 | 0 | 31.614 | 0 | 0 | 350 | 0 | 0
12 | 16 | 8 | 6.8 | 5.5 | 91 | 0 | 0 | 0 | 125.4309 | -2.0216 | 39.5691 | 0 | 0 | 0 | 31.717 | 0 | 0 | 350 | 0 | 0
12 | 16 | 9 | 7.9 | 5.6 | 85 | 16 | 0 | 16 | 137.2188 | 5.1086 | 27.7812 | 28.8914 | 0 | 14.6323 | 31.8261 | 14.6323 | 69.5327 | 350 | 69.5327 | 0
12 | 16 | 10 | 8.4 | 5.8 | 84 | 57 | 0 | 57 | 149.8966 | 10.6665 | 15.1034 | 23.3335 | 0 | 52.1276 | 31.9435 | 52.1276 | 247.7102 | 600 | 247.7102 | 0
12 | 16 | 11 | 8.6 | 6.5 | 87 | 105 | 18 | 101 | 163.4596 | 14.4023 | 1.5404 | 19.5977 | 13.4573 | 92.3664 | 32.0691 | 92.3664 | 438.9251 | 600 | 438.9251 | 0
12 | 16 | 12 | 8.7 | 6.6 | 87 | 134 | 56 | 117 | 177.6263 | 15.9552 | 12.6263 | 18.0448 | 42.1422 | 106.9987 | 32.2002 | 106.9987 | 508.4578 | 600 | 508.4578 | 0
12 | 16 | 13 | 8.6 | 6.5 | 87 | 136 | 40 | 124 | 191.8871 | 15.1688 | 26.8871 | 18.8312 | 27.9319 | 113.4003 | 32.3323 | 113.4003 | 538.8784 | 600 | 538.8784 | 0
12 | 16 | 14 | 8.3 | 6.8 | 90 | 111 | 22 | 106 | 205.6938 | 12.1233 | 40.6938 | 21.8767 | 12.95 | 96.939 | 32.4601 | 96.939 | 460.6541 | 600 | 460.6541 | 0
12 | 16 | 15 | 8.5 | 6.6 | 88 | 65 | 1 | 65 | 218.6765 | 7.1144 | 53.6765 | 26.8856 | 0.43136 | 59.4437 | 32.5803 | 59.4437 | 282.4766 | 600 | 282.4766 | 0
12 | 16 | 16 | 8.4 | 7.1 | 92 | 21 | 0 | 21 | 230.7421 | 0.75652 | 65.7421 | 33.2435 | 0 | 19.2049 | 32.6921 | 19.2049 | 91.2617 | 900 | 91.2617 | 0
12 | 16 | 17 | 8.2 | 7.5 | 95 | 0 | 0 | 0 | 242.0428 | -7.5374 | 77.0428 | 0 | 0 | 0 | 32.7967 | 0 | 0 | 900 | 0 | 0
12 | 16 | 18 | 8.4 | 7.6 | 95 | 0 | 0 | 0 | 252.9063 | -16.3177 | 87.9063 | 0 | 0 | 0 | 32.8973 | 0 | 0 | 900 | 0 | 0
12 | 16 | 19 | 8.3 | 7.6 | 95 | 0 | 0 | 0 | 263.8055 | -25.6077 | 0 | 0 | 0 | 0 | 32.9982 | 0 | 0 | 900 | 0 | 0
12 | 16 | 20 | 8.1 | 7.5 | 96 | 0 | 0 | 0 | 275.4009 | -35.0875 | 0 | 0 | 0 | 0 | 33.1056 | 0 | 0 | 800 | 0 | 0
12 | 16 | 21 | 8.5 | 8.2 | 98 | 0 | 0 | 0 | 288.6814 | -44.3595 | 0 | 0 | 0 | 0 | 33.2285 | 0 | 0 | 700 | 0 | 0
12 | 16 | 22 | 8.6 | 7.1 | 90 | 0 | 0 | 0 | 305.196 | -52.8209 | 0 | 0 | 0 | 0 | 33.3814 | 0 | 0 | 600 | 0 | 0
12 | 16 | 23 | 8.8 | 6.3 | 84 | 0 | 0 | 0 | 327.0402 | -59.425 | 0 | 0 | 0 | 0 | 33.5837 | 0 | 0 | 500 | 0 | 0
12 | 16 | 24 | 6.3 | 6.3 | 100 | 0 | 0 | 0 | 354.9211 | -62.5524 | 0 | 0 | 0 | 0 | 33.8419 | 0 | 0 | 400 | 0 | 0
12 | 17 | 1 | 9 | 6.5 | 84 | 0 | 0 | 0 | 24.067 | -60.9688 | 0 | 0 | 0 | 0 | 30.7784 | 0 | 0 | 350 | 0 | 0
12 | 17 | 2 | 9.3 | 6.7 | 84 | 0 | 0 | 0 | 48.0886 | -55.3486 | 0 | 0 | 0 | 0 | 31.0008 | 0 | 0 | 350 | 0 | 0
12 | 17 | 3 | 8.5 | 8.3 | 99 | 0 | 0 | 0 | 66.1766 | -47.3721 | 0 | 0 | 0 | 0 | 31.1683 | 0 | 0 | 350 | 0 | 0
12 | 17 | 4 | 8.4 | 8.2 | 99 | 0 | 0 | 0 | 80.3493 | -38.2935 | 84.6507 | 0 | 0 | 0 | 31.2995 | 0 | 0 | 350 | 0 | 0
12 | 17 | 5 | 8.8 | 8.4 | 97 | 0 | 0 | 0 | 92.3851 | -28.8351 | 72.6149 | 0 | 0 | 0 | 31.411 | 0 | 0 | 350 | 0 | 0
12 | 17 | 6 | 9 | 7.9 | 93 | 0 | 0 | 0 | 103.4352 | -19.4448 | 61.5648 | 0 | 0 | 0 | 31.5133 | 0 | 0 | 350 | 0 | 0
12 | 17 | 7 | 9.1 | 7.8 | 92 | 0 | 0 | 0 | 114.2509 | -10.4613 | 50.7491 | 0 | 0 | 0 | 31.6134 | 0 | 0 | 350 | 0 | 0
12 | 17 | 8 | 9 | 8.2 | 95 | 0 | 0 | 0 | 125.3591 | -2.1213 | 39.6409 | 0 | 0 | 0 | 31.7163 | 0 | 0 | 350 | 0 | 0
12 | 17 | 9 | 8.9 | 8.4 | 97 | 6 | 0 | 6 | 137.1369 | 5.0259 | 27.8631 | 28.9741 | 0 | 5.4871 | 31.8253 | 5.4871 | 26.0748 | 350 | 26.0748 | 0
12 | 17 | 10 | 9.4 | 8.3 | 93 | 28 | 0 | 28 | 149.8026 | 10.5942 | 15.1974 | 23.4058 | 0 | 25.6065 | 31.9426 | 25.6065 | 121.6822 | 600 | 121.6822 | 0
12 | 17 | 11 | 9.3 | 8.7 | 96 | 52 | 0 | 52 | 163.3536 | 14.3452 | 1.6464 | 19.6548 | 0 | 47.555 | 32.0681 | 47.555 | 225.9813 | 600 | 225.9813 | 0
12 | 17 | 12 | 9.6 | 8.9 | 95 | 66 | 0 | 66 | 177.511 | 15.9164 | 12.511 | 18.0836 | 0 | 60.3582 | 32.1992 | 60.3582 | 286.8224 | 600 | 286.8224 | 0
12 | 17 | 13 | 8.3 | 8.1 | 99 | 67 | 0 | 67 | 191.7671 | 15.1497 | 26.7671 | 18.8503 | 0 | 61.2728 | 32.3312 | 61.2728 | 291.1681 | 600 | 291.1681 | 0
12 | 17 | 14 | 7.7 | 6.6 | 93 | 55 | 0 | 55 | 205.5738 | 12.1232 | 40.5738 | 21.8768 | 0 | 50.2985 | 32.459 | 50.2985 | 239.0186 | 600 | 239.0186 | 0
12 | 17 | 15 | 7.3 | 4.6 | 83 | 33 | 0 | 33 | 218.5595 | 7.131 | 53.5595 | 26.869 | 0 | 30.1791 | 32.5793 | 30.1791 | 143.4112 | 600 | 143.4112 | 0
12 | 17 | 16 | 7.2 | 4 | 80 | 8 | 0 | 8 | 230.6289 | 0.78334 | 65.6289 | 33.2167 | 0 | 7.3162 | 32.691 | 7.3162 | 34.7663 | 900 | 34.7663 | 0
12 | 17 | 17 | 6.7 | 2.2 | 73 | 0 | 0 | 0 | 241.9321 | -7.4959 | 76.9321 | 0 | 0 | 0 | 32.7957 | 0 | 0 | 900 | 0 | 0
12 | 17 | 18 | 6.8 | 1.3 | 68 | 0 | 0 | 0 | 252.7952 | -16.2691 | 87.7952 | 0 | 0 | 0 | 32.8963 | 0 | 0 | 900 | 0 | 0
12 | 17 | 19 | 4.6 | 3.6 | 93 | 0 | 0 | 0 | 263.6895 | -25.5551 | 0 | 0 | 0 | 0 | 32.9971 | 0 | 0 | 900 | 0 | 0
12 | 17 | 20 | 4.6 | 3.5 | 93 | 0 | 0 | 0 | 275.2735 | -35.0346 | 0 | 0 | 0 | 0 | 33.1044 | 0 | 0 | 800 | 0 | 0
12 | 17 | 21 | 4.6 | 3.6 | 93 | 0 | 0 | 0 | 288.5327 | -44.311 | 0 | 0 | 0 | 0 | 33.2272 | 0 | 0 | 700 | 0 | 0
12 | 17 | 22 | 4.6 | 3.5 | 93 | 0 | 0 | 0 | 305.0124 | -52.7844 | 0 | 0 | 0 | 0 | 33.3797 | 0 | 0 | 600 | 0 | 0
12 | 17 | 23 | 4.4 | 3.7 | 95 | 0 | 0 | 0 | 326.812 | -59.4125 | 0 | 0 | 0 | 0 | 33.5816 | 0 | 0 | 500 | 0 | 0
12 | 17 | 24 | 4.3 | 3.6 | 95 | 0 | 0 | 0 | 354.6735 | -62.5771 | 0 | 0 | 0 | 0 | 33.8396 | 0 | 0 | 400 | 0 | 0
12 | 18 | 1 | 4.3 | 3.9 | 97 | 0 | 0 | 0 | 23.8628 | -61.0305 | 0 | 0 | 0 | 0 | 30.7765 | 0 | 0 | 350 | 0 | 0
12 | 18 | 2 | 4.7 | 3.3 | 91 | 0 | 0 | 0 | 47.9469 | -55.433 | 0 | 0 | 0 | 0 | 30.9995 | 0 | 0 | 350 | 0 | 0
12 | 18 | 3 | 5.3 | 1.5 | 76 | 0 | 0 | 0 | 66.0764 | -47.4669 | 0 | 0 | 0 | 0 | 31.1674 | 0 | 0 | 350 | 0 | 0
12 | 18 | 4 | 5.8 | 1.6 | 74 | 0 | 0 | 0 | 80.2706 | -38.3923 | 84.7294 | 0 | 0 | 0 | 31.2988 | 0 | 0 | 350 | 0 | 0
12 | 18 | 5 | 5.6 | 1.1 | 73 | 0 | 0 | 0 | 92.3158 | -28.9345 | 72.6842 | 0 | 0 | 0 | 31.4103 | 0 | 0 | 350 | 0 | 0
12 | 18 | 6 | 5.6 | 1 | 72 | 0 | 0 | 0 | 103.368 | -19.5425 | 61.632 | 0 | 0 | 0 | 31.5127 | 0 | 0 | 350 | 0 | 0
12 | 18 | 7 | 5.6 | 1 | 72 | 0 | 0 | 0 | 114.1808 | -10.5553 | 50.8192 | 0 | 0 | 0 | 31.6128 | 0 | 0 | 350 | 0 | 0
12 | 18 | 8 | 4.9 | 0.3 | 72 | 0 | 0 | 0 | 125.2825 | -2.2142 | 39.7175 | 0 | 0 | 0 | 31.7156 | 0 | 0 | 350 | 0 | 0
12 | 18 | 9 | 5.2 | 0.9 | 74 | 19 | 0 | 19 | 137.0508 | 4.9496 | 27.9492 | 29.0504 | 0 | 17.3759 | 31.8245 | 17.3759 | 82.5701 | 350 | 82.5701 | 0
12 | 18 | 10 | 6.2 | 0.9 | 69 | 93 | 43 | 86 | 149.7053 | 10.5288 | 15.2947 | 23.4712 | 29.3172 | 78.6486 | 31.9417 | 78.6486 | 373.7382 | 600 | 373.7382 | 0
12 | 18 | 11 | 7.4 | 1.5 | 66 | 173 | 375 | 80 | 163.2456 | 14.2954 | 1.7544 | 19.7046 | 279.8742 | 73.1615 | 32.0671 | 73.1615 | 347.6635 | 600 | 347.6635 | 0
12 | 18 | 12 | 8.1 | 1.1 | 61 | 222 | 450 | 90 | 177.3949 | 15.8851 | 12.3949 | 18.1149 | 338.4981 | 82.3067 | 32.1981 | 82.3067 | 391.1214 | 600 | 391.1214 | 0
12 | 18 | 13 | 8.5 | 1.1 | 60 | 226 | 392 | 110 | 191.6476 | 15.1382 | 26.6476 | 18.8618 | 273.9901 | 100.5971 | 32.3301 | 100.5971 | 478.0373 | 600 | 478.0373 | 0
12 | 18 | 14 | 8.4 | 2.7 | 67 | 179 | 352 | 87 | 205.4555 | 12.1306 | 40.4555 | 21.8694 | 207.7537 | 79.5631 | 32.4579 | 79.5631 | 378.084 | 600 | 378.084 | 0
12 | 18 | 15 | 7.5 | 4 | 78 | 66 | 4 | 65 | 218.4453 | 7.1547 | 53.4453 | 26.8453 | 1.7348 | 59.4437 | 32.5782 | 59.4437 | 282.4766 | 600 | 282.4766 | 0
12 | 18 | 16 | 7.4 | 3.8 | 78 | 17 | 0 | 17 | 230.5194 | 0.81619 | 65.5194 | 33.1838 | 0 | 15.5468 | 32.69 | 15.5468 | 73.8785 | 900 | 73.8785 | 0
12 | 18 | 17 | 7.6 | 3.8 | 77 | 0 | 0 | 0 | 241.8257 | -7.4479 | 76.8257 | 0 | 0 | 0 | 32.7947 | 0 | 0 | 900 | 0 | 0
12 | 18 | 18 | 7.7 | 4.3 | 79 | 0 | 0 | 0 | 252.6891 | -16.2143 | 87.6891 | 0 | 0 | 0 | 32.8953 | 0 | 0 | 900 | 0 | 0
12 | 18 | 19 | 7.1 | 5.2 | 88 | 0 | 0 | 0 | 263.579 | -25.4965 | 0 | 0 | 0 | 0 | 32.9961 | 0 | 0 | 900 | 0 | 0
12 | 18 | 20 | 7.2 | 5.6 | 90 | 0 | 0 | 0 | 275.1522 | -34.9755 | 0 | 0 | 0 | 0 | 33.1033 | 0 | 0 | 800 | 0 | 0
12 | 18 | 21 | 7.6 | 6.5 | 93 | 0 | 0 | 0 | 288.3907 | -44.2561 | 0 | 0 | 0 | 0 | 33.2258 | 0 | 0 | 700 | 0 | 0
12 | 18 | 22 | 7.7 | 7 | 95 | 0 | 0 | 0 | 304.8356 | -52.7409 | 0 | 0 | 0 | 0 | 33.3781 | 0 | 0 | 600 | 0 | 0
12 | 18 | 23 | 8.1 | 7.3 | 95 | 0 | 0 | 0 | 326.5887 | -59.3923 | 0 | 0 | 0 | 0 | 33.5795 | 0 | 0 | 500 | 0 | 0
12 | 18 | 24 | 8.3 | 7.4 | 94 | 0 | 0 | 0 | 354.4255 | -62.5937 | 0 | 0 | 0 | 0 | 33.8373 | 0 | 0 | 400 | 0 | 0
12 | 19 | 1 | 8.5 | 7.2 | 92 | 0 | 0 | 0 | 23.6523 | -61.0847 | 0 | 0 | 0 | 0 | 30.7746 | 0 | 0 | 350 | 0 | 0
12 | 19 | 2 | 8.6 | 7.8 | 95 | 0 | 0 | 0 | 47.7968 | -55.5108 | 0 | 0 | 0 | 0 | 30.9981 | 0 | 0 | 350 | 0 | 0
12 | 19 | 3 | 8.7 | 7.9 | 95 | 0 | 0 | 0 | 65.9681 | -47.556 | 0 | 0 | 0 | 0 | 31.1664 | 0 | 0 | 350 | 0 | 0
12 | 19 | 4 | 8.6 | 8.2 | 97 | 0 | 0 | 0 | 80.1846 | -38.4858 | 84.8154 | 0 | 0 | 0 | 31.298 | 0 | 0 | 350 | 0 | 0
12 | 19 | 5 | 9 | 8.6 | 97 | 0 | 0 | 0 | 92.2398 | -29.0286 | 72.7602 | 0 | 0 | 0 | 31.4096 | 0 | 0 | 350 | 0 | 0
12 | 19 | 6 | 9.2 | 8.8 | 97 | 0 | 0 | 0 | 103.2948 | -19.6347 | 61.7052 | 0 | 0 | 0 | 31.512 | 0 | 0 | 350 | 0 | 0
12 | 19 | 7 | 9.4 | 9 | 97 | 0 | 0 | 0 | 114.1054 | -10.6436 | 50.8946 | 0 | 0 | 0 | 31.6121 | 0 | 0 | 350 | 0 | 0
12 | 19 | 8 | 9.7 | 9.5 | 99 | 0 | 0 | 0 | 125.2011 | -2.3002 | 39.7989 | 0 | 0 | 0 | 31.7148 | 0 | 0 | 350 | 0 | 0
12 | 19 | 9 | 9.9 | 9.5 | 97 | 6 | 0 | 6 | 136.9606 | 4.8797 | 28.0394 | 29.1203 | 0 | 5.4871 | 31.8237 | 5.4871 | 26.0748 | 350 | 26.0748 | 0
12 | 19 | 10 | 9.9 | 9.7 | 99 | 27 | 0 | 27 | 149.6049 | 10.4704 | 15.3951 | 23.5296 | 0 | 24.692 | 31.9408 | 24.692 | 117.3364 | 600 | 117.3364 | 0
12 | 19 | 11 | 10.2 | 9.8 | 97 | 51 | 0 | 51 | 163.1355 | 14.2531 | 1.8645 | 19.7469 | 0 | 46.6405 | 32.0661 | 46.6405 | 221.6355 | 600 | 221.6355 | 0
12 | 19 | 12 | 10.1 | 9.7 | 97 | 65 | 0 | 65 | 177.2781 | 15.8615 | 12.2781 | 18.1385 | 0 | 59.4437 | 32.197 | 59.4437 | 282.4766 | 600 | 282.4766 | 0
12 | 19 | 13 | 10.2 | 9.8 | 97 | 67 | 0 | 67 | 191.5288 | 15.1343 | 26.5288 | 18.8657 | 0 | 61.2728 | 32.329 | 61.2728 | 291.1681 | 600 | 291.1681 | 0
12 | 19 | 14 | 10.5 | 9.8 | 95 | 55 | 0 | 55 | 205.3391 | 12.1454 | 40.3391 | 21.8546 | 0 | 50.2985 | 32.4568 | 50.2985 | 239.0186 | 600 | 239.0186 | 0
12 | 19 | 15 | 10.3 | 9.9 | 97 | 33 | 0 | 33 | 218.3341 | 7.1854 | 53.3341 | 26.8146 | 0 | 30.1791 | 32.5772 | 30.1791 | 143.4112 | 600 | 143.4112 | 0
12 | 19 | 16 | 10.3 | 9.5 | 95 | 8 | 0 | 8 | 230.4135 | 0.85506 | 65.4135 | 33.1449 | 0 | 7.3162 | 32.689 | 7.3162 | 34.7663 | 900 | 34.7663 | 0
12 | 19 | 17 | 10.2 | 9.4 | 95 | 0 | 0 | 0 | 241.7238 | -7.3935 | 76.7238 | 0 | 0 | 0 | 32.7937 | 0 | 0 | 900 | 0 | 0
12 | 19 | 18 | 10.2 | 9.4 | 95 | 0 | 0 | 0 | 252.5879 | -16.1534 | 87.5879 | 0 | 0 | 0 | 32.8943 | 0 | 0 | 900 | 0 | 0
12 | 19 | 19 | 9.8 | 8.8 | 93 | 0 | 0 | 0 | 263.4742 | -25.4318 | 0 | 0 | 0 | 0 | 32.9951 | 0 | 0 | 900 | 0 | 0
12 | 19 | 20 | 9.5 | 8.9 | 96 | 0 | 0 | 0 | 275.0371 | -34.9104 | 0 | 0 | 0 | 0 | 33.1022 | 0 | 0 | 800 | 0 | 0
12 | 19 | 21 | 9.9 | 8.6 | 92 | 0 | 0 | 0 | 288.2555 | -44.1949 | 0 | 0 | 0 | 0 | 33.2246 | 0 | 0 | 700 | 0 | 0
12 | 19 | 22 | 9.9 | 8.6 | 92 | 0 | 0 | 0 | 304.6658 | -52.6906 | 0 | 0 | 0 | 0 | 33.3765 | 0 | 0 | 600 | 0 | 0
12 | 19 | 23 | 10 | 8.8 | 92 | 0 | 0 | 0 | 326.3707 | -59.3645 | 0 | 0 | 0 | 0 | 33.5775 | 0 | 0 | 500 | 0 | 0
12 | 19 | 24 | 9.7 | 8.5 | 92 | 0 | 0 | 0 | 354.1775 | -62.6021 | 0 | 0 | 0 | 0 | 33.835 | 0 | 0 | 400 | 0 | 0
12 | 20 | 1 | 9.5 | 8.9 | 96 | 0 | 0 | 0 | 23.4359 | -61.1311 | 0 | 0 | 0 | 0 | 30.7726 | 0 | 0 | 350 | 0 | 0
12 | 20 | 2 | 9.6 | 9 | 96 | 0 | 0 | 0 | 47.6385 | -55.582 | 0 | 0 | 0 | 0 | 30.9967 | 0 | 0 | 350 | 0 | 0
12 | 20 | 3 | 9.5 | 9.3 | 99 | 0 | 0 | 0 | 65.8518 | -47.6391 | 0 | 0 | 0 | 0 | 31.1653 | 0 | 0 | 350 | 0 | 0
12 | 20 | 4 | 9.5 | 9.5 | 100 | 0 | 0 | 0 | 80.0912 | -38.5737 | 84.9088 | 0 | 0 | 0 | 31.2971 | 0 | 0 | 350 | 0 | 0
12 | 20 | 5 | 9.6 | 9.6 | 100 | 0 | 0 | 0 | 92.1573 | -29.1173 | 72.8427 | 0 | 0 | 0 | 31.4089 | 0 | 0 | 350 | 0 | 0
12 | 20 | 6 | 9.8 | 9.8 | 100 | 0 | 0 | 0 | 103.2157 | -19.7215 | 61.7843 | 0 | 0 | 0 | 31.5113 | 0 | 0 | 350 | 0 | 0
12 | 20 | 7 | 10.1 | 10.1 | 100 | 0 | 0 | 0 | 114.0247 | -10.726 | 50.9753 | 0 | 0 | 0 | 31.6113 | 0 | 0 | 350 | 0 | 0
12 | 20 | 8 | 10.6 | 10.6 | 100 | 0 | 0 | 0 | 125.115 | -2.3795 | 39.885 | 0 | 0 | 0 | 31.714 | 0 | 0 | 350 | 0 | 0
12 | 20 | 9 | 10.8 | 10.8 | 100 | 5 | 0 | 5 | 136.8665 | 4.8164 | 28.1335 | 29.1836 | 0 | 4.5726 | 31.8228 | 4.5726 | 21.729 | 350 | 21.729 | 0
12 | 20 | 10 | 11.3 | 11.3 | 100 | 27 | 0 | 27 | 149.5015 | 10.4191 | 15.4985 | 23.5809 | 0 | 24.692 | 31.9398 | 24.692 | 117.3364 | 600 | 117.3364 | 0
12 | 20 | 11 | 11.5 | 11.5 | 100 | 51 | 0 | 51 | 163.0235 | 14.2181 | 1.9765 | 19.7819 | 0 | 46.6405 | 32.065 | 46.6405 | 221.6355 | 600 | 221.6355 | 0
12 | 20 | 12 | 11.3 | 11.3 | 100 | 65 | 0 | 65 | 177.1607 | 15.8455 | 12.1607 | 18.1545 | 0 | 59.4437 | 32.1959 | 59.4437 | 282.4766 | 600 | 282.4766 | 0
12 | 20 | 13 | 11.1 | 11.1 | 100 | 67 | 0 | 67 | 191.4107 | 15.138 | 26.4107 | 18.862 | 0 | 61.2728 | 32.3279 | 61.2728 | 291.1681 | 600 | 291.1681 | 0
12 | 20 | 14 | 11.1 | 11.1 | 100 | 55 | 0 | 55 | 205.2247 | 12.1676 | 40.2247 | 21.8324 | 0 | 50.2985 | 32.4558 | 50.2985 | 239.0186 | 600 | 239.0186 | 0
12 | 20 | 15 | 11.1 | 11.1 | 100 | 33 | 0 | 33 | 218.2258 | 7.2231 | 53.2258 | 26.7769 | 0 | 30.1791 | 32.5762 | 30.1791 | 143.4112 | 600 | 143.4112 | 0
12 | 20 | 16 | 11.2 | 11.2 | 100 | 8 | 0 | 8 | 230.3116 | 0.89995 | 65.3116 | 33.1 | 0 | 7.3162 | 32.6881 | 7.3162 | 34.7663 | 900 | 34.7663 | 0
12 | 20 | 17 | 11.3 | 11.3 | 100 | 0 | 0 | 0 | 241.6263 | -7.3327 | 76.6263 | 0 | 0 | 0 | 32.7928 | 0 | 0 | 900 | 0 | 0
12 | 20 | 18 | 11.4 | 11.4 | 100 | 0 | 0 | 0 | 252.4919 | -16.0863 | 87.4919 | 0 | 0 | 0 | 32.8934 | 0 | 0 | 900 | 0 | 0
12 | 20 | 19 | 11.4 | 11.4 | 100 | 0 | 0 | 0 | 263.3751 | -25.3612 | 0 | 0 | 0 | 0 | 32.9942 | 0 | 0 | 900 | 0 | 0
12 | 20 | 20 | 11.3 | 11.3 | 100 | 0 | 0 | 0 | 274.9285 | -34.8394 | 0 | 0 | 0 | 0 | 33.1012 | 0 | 0 | 800 | 0 | 0
12 | 20 | 21 | 10.9 | 10.9 | 100 | 0 | 0 | 0 | 288.1275 | -44.1275 | 0 | 0 | 0 | 0 | 33.2234 | 0 | 0 | 700 | 0 | 0
12 | 20 | 22 | 9.8 | 9.8 | 100 | 0 | 0 | 0 | 304.5032 | -52.6335 | 0 | 0 | 0 | 0 | 33.375 | 0 | 0 | 600 | 0 | 0
12 | 20 | 23 | 9 | 9 | 100 | 0 | 0 | 0 | 326.1584 | -59.3289 | 0 | 0 | 0 | 0 | 33.5755 | 0 | 0 | 500 | 0 | 0
12 | 20 | 24 | 9.5 | 8.5 | 93 | 0 | 0 | 0 | 353.9299 | -62.6023 | 0 | 0 | 0 | 0 | 33.8327 | 0 | 0 | 400 | 0 | 0
12 | 21 | 1 | 9.5 | 7.6 | 88 | 0 | 0 | 0 | 23.2139 | -61.1699 | 0 | 0 | 0 | 0 | 30.7705 | 0 | 0 | 350 | 0 | 0
12 | 21 | 2 | 8.5 | 5.1 | 79 | 0 | 0 | 0 | 47.4723 | -55.6465 | 0 | 0 | 0 | 0 | 30.9951 | 0 | 0 | 350 | 0 | 0
12 | 21 | 3 | 8.1 | 4.7 | 79 | 0 | 0 | 0 | 65.7275 | -47.7164 | 0 | 0 | 0 | 0 | 31.1641 | 0 | 0 | 350 | 0 | 0
12 | 21 | 4 | 8 | 4.6 | 79 | 0 | 0 | 0 | 79.9906 | -38.6561 | 85.0094 | 0 | 0 | 0 | 31.2962 | 0 | 0 | 350 | 0 | 0
12 | 21 | 5 | 7.8 | 3.9 | 76 | 0 | 0 | 0 | 92.0684 | -29.2006 | 72.9316 | 0 | 0 | 0 | 31.408 | 0 | 0 | 350 | 0 | 0
12 | 21 | 6 | 7.4 | 3.1 | 74 | 0 | 0 | 0 | 103.1308 | -19.8026 | 61.8692 | 0 | 0 | 0 | 31.5105 | 0 | 0 | 350 | 0 | 0
12 | 21 | 7 | 7.1 | 3 | 75 | 0 | 0 | 0 | 113.9387 | -10.8026 | 51.0613 | 0 | 0 | 0 | 31.6105 | 0 | 0 | 350 | 0 | 0
12 | 21 | 8 | 6.9 | 3.2 | 77 | 0 | 0 | 0 | 125.0243 | -2.4519 | 39.9757 | 0 | 0 | 0 | 31.7132 | 0 | 0 | 350 | 0 | 0
12 | 21 | 9 | 7.2 | 3.1 | 75 | 14 | 0 | 14 | 136.7685 | 4.7596 | 28.2315 | 29.2404 | 0 | 12.8033 | 31.8219 | 12.8033 | 60.8411 | 350 | 60.8411 | 0
12 | 21 | 10 | 7.6 | 2.5 | 70 | 72 | 112 | 54 | 149.3951 | 10.3748 | 15.6049 | 23.6252 | 76.0563 | 49.384 | 31.9388 | 49.384 | 234.6728 | 600 | 234.6728 | 0
12 | 21 | 11 | 8.6 | 3.5 | 70 | 155 | 259 | 91 | 162.9096 | 14.1906 | 2.0904 | 19.8094 | 192.9565 | 83.2212 | 32.064 | 83.2212 | 395.4672 | 600 | 395.4672 | 0
12 | 21 | 12 | 8.8 | 2.9 | 66 | 212 | 406 | 94 | 177.0428 | 15.8372 | 12.0428 | 18.1628 | 305.4642 | 85.9648 | 32.1948 | 85.9648 | 408.5046 | 600 | 408.5046 | 0
12 | 21 | 13 | 8.9 | 2.9 | 66 | 223 | 441 | 93 | 191.2934 | 15.1493 | 26.2934 | 18.8507 | 308.9523 | 85.0502 | 32.3268 | 85.0502 | 404.1588 | 600 | 404.1588 | 0
12 | 21 | 14 | 9 | 3.2 | 67 | 179 | 355 | 87 | 205.1124 | 12.1972 | 40.1124 | 21.8028 | 210.5729 | 79.5631 | 32.4547 | 79.5631 | 378.084 | 600 | 378.084 | 0
12 | 21 | 15 | 8.2 | 3 | 70 | 88 | 94 | 71 | 218.1207 | 7.2679 | 53.1207 | 26.7321 | 41.1507 | 64.9308 | 32.5752 | 64.9308 | 308.5513 | 600 | 308.5513 | 0
12 | 21 | 16 | 7.5 | 3.5 | 76 | 23 | 0 | 23 | 230.2135 | 0.95088 | 65.2135 | 33.0491 | 0 | 21.0339 | 32.6872 | 21.0339 | 99.9532 | 900 | 99.9532 | 0
12 | 21 | 17 | 5.6 | 2.7 | 82 | 0 | 0 | 0 | 241.5334 | -7.2654 | 76.5334 | 0 | 0 | 0 | 32.792 | 0 | 0 | 900 | 0 | 0
12 | 21 | 18 | 4.4 | 2.4 | 87 | 0 | 0 | 0 | 252.401 | -16.0133 | 87.401 | 0 | 0 | 0 | 32.8926 | 0 | 0 | 900 | 0 | 0
12 | 21 | 19 | 4.3 | 1.8 | 84 | 0 | 0 | 0 | 263.2818 | -25.2848 | 0 | 0 | 0 | 0 | 32.9933 | 0 | 0 | 900 | 0 | 0
12 | 21 | 20 | 4.4 | 2.1 | 85 | 0 | 0 | 0 | 274.8263 | -34.7624 | 0 | 0 | 0 | 0 | 33.1002 | 0 | 0 | 800 | 0 | 0
12 | 21 | 21 | 4.8 | 2.3 | 84 | 0 | 0 | 0 | 288.0065 | -44.054 | 0 | 0 | 0 | 0 | 33.2223 | 0 | 0 | 700 | 0 | 0
12 | 21 | 22 | 5.1 | 3 | 86 | 0 | 0 | 0 | 304.3481 | -52.5697 | 0 | 0 | 0 | 0 | 33.3736 | 0 | 0 | 600 | 0 | 0
12 | 21 | 23 | 6.6 | 3.3 | 79 | 0 | 0 | 0 | 325.952 | -59.2859 | 0 | 0 | 0 | 0 | 33.5736 | 0 | 0 | 500 | 0 | 0
12 | 21 | 24 | 6.6 | 3.5 | 81 | 0 | 0 | 0 | 353.6833 | -62.5943 | 0 | 0 | 0 | 0 | 33.8304 | 0 | 0 | 400 | 0 | 0
12 | 22 | 1 | 5.8 | 2.6 | 80 | 0 | 0 | 0 | 22.9867 | -61.2009 | 0 | 0 | 0 | 0 | 30.7684 | 0 | 0 | 350 | 0 | 0
12 | 22 | 2 | 6.6 | 3.5 | 81 | 0 | 0 | 0 | 47.2983 | -55.7041 | 0 | 0 | 0 | 0 | 30.9935 | 0 | 0 | 350 | 0 | 0
12 | 22 | 3 | 6 | 3.1 | 82 | 0 | 0 | 0 | 65.5954 | -47.7875 | 0 | 0 | 0 | 0 | 31.1629 | 0 | 0 | 350 | 0 | 0
12 | 22 | 4 | 6.9 | 4.1 | 82 | 0 | 0 | 0 | 79.8829 | -38.7328 | 85.1171 | 0 | 0 | 0 | 31.2952 | 0 | 0 | 350 | 0 | 0
12 | 22 | 5 | 6.9 | 5.1 | 88 | 0 | 0 | 0 | 91.973 | -29.2783 | 73.027 | 0 | 0 | 0 | 31.4072 | 0 | 0 | 350 | 0 | 0
12 | 22 | 6 | 6.5 | 4.9 | 89 | 0 | 0 | 0 | 103.0402 | -19.8781 | 61.9598 | 0 | 0 | 0 | 31.5096 | 0 | 0 | 350 | 0 | 0
12 | 22 | 7 | 6.8 | 5 | 88 | 0 | 0 | 0 | 113.8476 | -10.8732 | 51.1524 | 0 | 0 | 0 | 31.6097 | 0 | 0 | 350 | 0 | 0
12 | 22 | 8 | 6.7 | 5 | 89 | 0 | 0 | 0 | 124.9292 | -2.5175 | 40.0708 | 0 | 0 | 0 | 31.7123 | 0 | 0 | 350 | 0 | 0
12 | 22 | 9 | 7.5 | 6 | 90 | 16 | 0 | 16 | 136.6668 | 4.7094 | 28.3332 | 29.2906 | 0 | 14.6323 | 31.821 | 14.6323 | 69.5327 | 350 | 69.5327 | 0
12 | 22 | 10 | 7.9 | 6.4 | 90 | 54 | 0 | 54 | 149.2858 | 10.3377 | 15.7142 | 23.6623 | 0 | 49.384 | 31.9378 | 49.384 | 234.6728 | 600 | 234.6728 | 0
12 | 22 | 11 | 8.3 | 5.9 | 85 | 103 | 18 | 98 | 162.7941 | 14.1706 | 2.2059 | 19.8294 | 13.4052 | 89.6228 | 32.0629 | 89.6228 | 425.8877 | 600 | 425.8877 | 0
12 | 22 | 12 | 8.3 | 6.8 | 90 | 132 | 56 | 116 | 176.9244 | 15.8365 | 11.9244 | 18.1635 | 42.1455 | 106.0842 | 32.1937 | 106.0842 | 504.112 | 600 | 504.112 | 0
12 | 22 | 13 | 8.4 | 6.7 | 89 | 136 | 40 | 124 | 191.1771 | 15.1683 | 26.1771 | 18.8317 | 28.0511 | 113.4003 | 32.3257 | 113.4003 | 538.8784 | 600 | 538.8784 | 0
12 | 22 | 14 | 8.3 | 6.8 | 90 | 112 | 23 | 106 | 205.0023 | 12.2341 | 40.0023 | 21.7659 | 13.669 | 96.939 | 32.4537 | 96.939 | 460.6541 | 600 | 460.6541 | 0
12 | 22 | 15 | 8.6 | 6.2 | 85 | 33 | 0 | 33 | 218.0187 | 7.3195 | 53.0187 | 26.6805 | 0 | 30.1791 | 32.5742 | 30.1791 | 143.4112 | 600 | 143.4112 | 0
12 | 22 | 16 | 8.3 | 6.8 | 90 | 9 | 0 | 9 | 230.1194 | 1.0078 | 65.1194 | 32.9922 | 0 | 8.2307 | 32.6863 | 8.2307 | 39.1121 | 900 | 39.1121 | 0
12 | 22 | 17 | 8.2 | 6.7 | 90 | 0 | 0 | 0 | 241.4453 | -7.192 | 76.4453 | 0 | 0 | 0 | 32.7912 | 0 | 0 | 900 | 0 | 0
12 | 22 | 18 | 7.7 | 7.7 | 100 | 0 | 0 | 0 | 252.3155 | -15.9343 | 87.3155 | 0 | 0 | 0 | 32.8918 | 0 | 0 | 900 | 0 | 0
12 | 22 | 19 | 7.7 | 7.7 | 100 | 0 | 0 | 0 | 263.1944 | -25.2026 | 0 | 0 | 0 | 0 | 32.9925 | 0 | 0 | 900 | 0 | 0
12 | 22 | 20 | 7.8 | 7.8 | 100 | 0 | 0 | 0 | 274.7308 | -34.6798 | 0 | 0 | 0 | 0 | 33.0994 | 0 | 0 | 800 | 0 | 0
12 | 22 | 21 | 7.7 | 7.5 | 99 | 0 | 0 | 0 | 287.8929 | -43.9745 | 0 | 0 | 0 | 0 | 33.2212 | 0 | 0 | 700 | 0 | 0
12 | 22 | 22 | 7.7 | 7.5 | 99 | 0 | 0 | 0 | 304.2006 | -52.4992 | 0 | 0 | 0 | 0 | 33.3722 | 0 | 0 | 600 | 0 | 0
12 | 22 | 23 | 8 | 7.8 | 99 | 0 | 0 | 0 | 325.752 | -59.2353 | 0 | 0 | 0 | 0 | 33.5718 | 0 | 0 | 500 | 0 | 0
12 | 22 | 24 | 8.3 | 8.3 | 100 | 0 | 0 | 0 | 353.4379 | -62.5782 | 0 | 0 | 0 | 0 | 33.8281 | 0 | 0 | 400 | 0 | 0
12 | 23 | 1 | 8.9 | 8.9 | 100 | 0 | 0 | 0 | 22.7547 | -61.224 | 0 | 0 | 0 | 0 | 30.7662 | 0 | 0 | 350 | 0 | 0
12 | 23 | 2 | 9.1 | 9.1 | 100 | 0 | 0 | 0 | 47.1167 | -55.7548 | 0 | 0 | 0 | 0 | 30.9918 | 0 | 0 | 350 | 0 | 0
12 | 23 | 3 | 9.3 | 9.3 | 100 | 0 | 0 | 0 | 65.4556 | -47.8526 | 0 | 0 | 0 | 0 | 31.1616 | 0 | 0 | 350 | 0 | 0
12 | 23 | 4 | 9.4 | 9.4 | 100 | 0 | 0 | 0 | 79.7682 | -38.8038 | 85.2318 | 0 | 0 | 0 | 31.2941 | 0 | 0 | 350 | 0 | 0
12 | 23 | 5 | 9.5 | 9.5 | 100 | 0 | 0 | 0 | 91.8713 | -29.3503 | 73.1287 | 0 | 0 | 0 | 31.4062 | 0 | 0 | 350 | 0 | 0
12 | 23 | 6 | 9.7 | 9.7 | 100 | 0 | 0 | 0 | 102.9439 | -19.9478 | 62.0561 | 0 | 0 | 0 | 31.5087 | 0 | 0 | 350 | 0 | 0
12 | 23 | 7 | 9.8 | 9.8 | 100 | 0 | 0 | 0 | 113.7515 | -10.9378 | 51.2485 | 0 | 0 | 0 | 31.6088 | 0 | 0 | 350 | 0 | 0
12 | 23 | 8 | 9.8 | 9.8 | 100 | 0 | 0 | 0 | 124.8296 | -2.5764 | 40.1704 | 0 | 0 | 0 | 31.7114 | 0 | 0 | 350 | 0 | 0
12 | 23 | 9 | 9.8 | 9.8 | 100 | 5 | 0 | 5 | 136.5613 | 4.6658 | 28.4387 | 29.3342 | 0 | 4.5726 | 31.82 | 4.5726 | 21.729 | 350 | 21.729 | 0
12 | 23 | 10 | 9.9 | 9.9 | 100 | 26 | 0 | 26 | 149.1738 | 10.3077 | 15.8262 | 23.6923 | 0 | 23.7775 | 31.9368 | 23.7775 | 112.9906 | 600 | 112.9906 | 0
12 | 23 | 11 | 10.3 | 10.3 | 100 | 50 | 0 | 50 | 162.6769 | 14.158 | 2.3231 | 19.842 | 0 | 45.7259 | 32.0618 | 45.7259 | 217.2897 | 600 | 217.2897 | 0
12 | 23 | 12 | 11 | 11 | 100 | 65 | 0 | 65 | 176.8058 | 15.8434 | 11.8058 | 18.1566 | 0 | 59.4437 | 32.1926 | 59.4437 | 282.4766 | 600 | 282.4766 | 0
12 | 23 | 13 | 11.2 | 11.2 | 100 | 67 | 0 | 67 | 191.0618 | 15.1948 | 26.0618 | 18.8052 | 0 | 61.2728 | 32.3246 | 61.2728 | 291.1681 | 600 | 291.1681 | 0
12 | 23 | 14 | 11.4 | 11.4 | 100 | 55 | 0 | 55 | 204.8944 | 12.2784 | 39.8944 | 21.7216 | 0 | 50.2985 | 32.4527 | 50.2985 | 239.0186 | 600 | 239.0186 | 0
12 | 23 | 15 | 11.6 | 11.6 | 100 | 67 | 5 | 66 | 217.9201 | 7.3781 | 52.9201 | 26.6219 | 2.2041 | 60.3582 | 32.5733 | 60.3582 | 286.8224 | 600 | 286.8224 | 0
12 | 23 | 16 | 11.2 | 11.2 | 100 | 9 | 0 | 9 | 230.0295 | 1.0708 | 65.0295 | 32.9292 | 0 | 8.2307 | 32.6855 | 8.2307 | 39.1121 | 900 | 39.1121 | 0
12 | 23 | 17 | 11.2 | 11.2 | 100 | 0 | 0 | 0 | 241.3618 | -7.1122 | 76.3618 | 0 | 0 | 0 | 32.7904 | 0 | 0 | 900 | 0 | 0
12 | 23 | 18 | 11 | 11 | 100 | 0 | 0 | 0 | 252.2353 | -15.8494 | 87.2353 | 0 | 0 | 0 | 32.8911 | 0 | 0 | 900 | 0 | 0
12 | 23 | 19 | 11 | 10.6 | 97 | 0 | 0 | 0 | 263.113 | -25.1147 | 0 | 0 | 0 | 0 | 32.9918 | 0 | 0 | 900 | 0 | 0
12 | 23 | 20 | 10.6 | 10.2 | 97 | 0 | 0 | 0 | 274.642 | -34.5914 | 0 | 0 | 0 | 0 | 33.0985 | 0 | 0 | 800 | 0 | 0
12 | 23 | 21 | 10.2 | 10.2 | 100 | 0 | 0 | 0 | 287.7866 | -43.889 | 0 | 0 | 0 | 0 | 33.2202 | 0 | 0 | 700 | 0 | 0
12 | 23 | 22 | 9.9 | 9.9 | 100 | 0 | 0 | 0 | 304.0608 | -52.4223 | 0 | 0 | 0 | 0 | 33.3709 | 0 | 0 | 600 | 0 | 0
12 | 23 | 23 | 9.8 | 9.6 | 99 | 0 | 0 | 0 | 325.5585 | -59.1773 | 0 | 0 | 0 | 0 | 33.57 | 0 | 0 | 500 | 0 | 0
12 | 23 | 24 | 9.9 | 9.3 | 96 | 0 | 0 | 0 | 353.1944 | -62.5539 | 0 | 0 | 0 | 0 | 33.8259 | 0 | 0 | 400 | 0 | 0
12 | 24 | 1 | 9.7 | 9.3 | 97 | 0 | 0 | 0 | 22.5181 | -61.2392 | 0 | 0 | 0 | 0 | 30.7641 | 0 | 0 | 350 | 0 | 0
12 | 24 | 2 | 9.6 | 9.4 | 99 | 0 | 0 | 0 | 46.9278 | -55.7986 | 0 | 0 | 0 | 0 | 30.9901 | 0 | 0 | 350 | 0 | 0
12 | 24 | 3 | 8.2 | 8 | 99 | 0 | 0 | 0 | 65.3083 | -47.9113 | 0 | 0 | 0 | 0 | 31.1603 | 0 | 0 | 350 | 0 | 0
12 | 24 | 4 | 8.2 | 7.4 | 95 | 0 | 0 | 0 | 79.6465 | -38.8689 | 85.3535 | 0 | 0 | 0 | 31.293 | 0 | 0 | 350 | 0 | 0
12 | 24 | 5 | 8.3 | 7.1 | 92 | 0 | 0 | 0 | 91.7634 | -29.4165 | 73.2366 | 0 | 0 | 0 | 31.4052 | 0 | 0 | 350 | 0 | 0
12 | 24 | 6 | 8.2 | 6.7 | 90 | 0 | 0 | 0 | 102.842 | -20.0116 | 62.158 | 0 | 0 | 0 | 31.5078 | 0 | 0 | 350 | 0 | 0
12 | 24 | 7 | 7.5 | 5.2 | 85 | 0 | 0 | 0 | 113.6504 | -10.9962 | 51.3496 | 0 | 0 | 0 | 31.6079 | 0 | 0 | 350 | 0 | 0
12 | 24 | 8 | 7.1 | 4.3 | 82 | 0 | 0 | 0 | 124.7256 | -2.6284 | 40.2744 | 0 | 0 | 0 | 31.7104 | 0 | 0 | 350 | 0 | 0
12 | 24 | 9 | 7.1 | 4.2 | 82 | 14 | 0 | 14 | 136.4523 | 4.6289 | 28.5477 | 29.3711 | 0 | 12.8033 | 31.819 | 12.8033 | 60.8411 | 350 | 60.8411 | 0
12 | 24 | 10 | 7 | 3.1 | 76 | 81 | 208 | 47 | 149.059 | 10.2848 | 15.941 | 23.7152 | 140.8301 | 42.9824 | 31.9357 | 42.9824 | 204.2523 | 600 | 204.2523 | 0
12 | 24 | 11 | 7.8 | 2.3 | 68 | 155 | 270 | 89 | 162.5581 | 14.153 | 2.4419 | 19.847 | 200.9979 | 81.3922 | 32.0607 | 81.3922 | 386.7756 | 600 | 386.7756 | 0
12 | 24 | 12 | 7.9 | 0.6 | 60 | 176 | 141 | 135 | 176.6869 | 15.858 | 11.6869 | 18.142 | 106.215 | 123.46 | 32.1915 | 123.46 | 586.6821 | 600 | 586.6821 | 0
12 | 24 | 13 | 6.2 | 1.9 | 74 | 181 | 145 | 138 | 190.9477 | 15.2289 | 25.9477 | 18.7711 | 101.9255 | 126.2036 | 32.3236 | 126.2036 | 599.7195 | 600 | 599.7195 | 0
12 | 24 | 14 | 5.7 | 0.9 | 71 | 187 | 321 | 103 | 204.7889 | 12.33 | 39.7889 | 21.67 | 191.5762 | 94.1954 | 32.4517 | 94.1954 | 447.6167 | 600 | 447.6167 | 0
12 | 24 | 15 | 5.9 | 0.7 | 69 | 114 | 222 | 72 | 217.8248 | 7.4435 | 52.8248 | 26.5565 | 98.2233 | 65.8454 | 32.5725 | 65.8454 | 312.8971 | 600 | 312.8971 | 0
12 | 24 | 16 | 6.5 | 0.5 | 65 | 24 | 0 | 24 | 229.9437 | 1.1399 | 64.9437 | 32.8601 | 0 | 21.9485 | 32.6847 | 21.9485 | 104.299 | 900 | 104.299 | 0
12 | 24 | 17 | 6.3 | 0 | 64 | 0 | 0 | 0 | 241.2833 | -7.0264 | 76.2833 | 0 | 0 | 0 | 32.7897 | 0 | 0 | 900 | 0 | 0
12 | 24 | 18 | 6.5 | 0.9 | 67 | 0 | 0 | 0 | 252.1606 | -15.7587 | 87.1606 | 0 | 0 | 0 | 32.8904 | 0 | 0 | 900 | 0 | 0
12 | 24 | 19 | 6.7 | 1.5 | 69 | 0 | 0 | 0 | 263.0378 | -25.0212 | 0 | 0 | 0 | 0 | 32.9911 | 0 | 0 | 900 | 0 | 0
12 | 24 | 20 | 6.6 | 1.6 | 70 | 0 | 0 | 0 | 274.5599 | -34.4975 | 0 | 0 | 0 | 0 | 33.0978 | 0 | 0 | 800 | 0 | 0
12 | 24 | 21 | 6.5 | 2 | 73 | 0 | 0 | 0 | 287.6879 | -43.7977 | 0 | 0 | 0 | 0 | 33.2193 | 0 | 0 | 700 | 0 | 0
12 | 24 | 22 | 6.3 | 2.4 | 76 | 0 | 0 | 0 | 303.9291 | -52.3389 | 0 | 0 | 0 | 0 | 33.3697 | 0 | 0 | 600 | 0 | 0
12 | 24 | 23 | 6.1 | 2.8 | 79 | 0 | 0 | 0 | 325.3719 | -59.112 | 0 | 0 | 0 | 0 | 33.5683 | 0 | 0 | 500 | 0 | 0
12 | 24 | 24 | 5.9 | 3.2 | 83 | 0 | 0 | 0 | 352.953 | -62.5215 | 0 | 0 | 0 | 0 | 33.8236 | 0 | 0 | 400 | 0 | 0
12 | 25 | 1 | 5.8 | 3.1 | 83 | 0 | 0 | 0 | 22.2775 | -61.2466 | 0 | 0 | 0 | 0 | 30.7618 | 0 | 0 | 350 | 0 | 0
12 | 25 | 2 | 5.6 | 2.9 | 83 | 0 | 0 | 0 | 46.7318 | -55.8353 | 0 | 0 | 0 | 0 | 30.9883 | 0 | 0 | 350 | 0 | 0
12 | 25 | 3 | 5.5 | 2.8 | 83 | 0 | 0 | 0 | 65.1537 | -47.9637 | 0 | 0 | 0 | 0 | 31.1588 | 0 | 0 | 350 | 0 | 0
12 | 25 | 4 | 5.2 | 3 | 86 | 0 | 0 | 0 | 79.518 | -38.9281 | 85.482 | 0 | 0 | 0 | 31.2918 | 0 | 0 | 350 | 0 | 0
12 | 25 | 5 | 5 | 3.3 | 89 | 0 | 0 | 0 | 91.6494 | -29.477 | 73.3506 | 0 | 0 | 0 | 31.4042 | 0 | 0 | 350 | 0 | 0
12 | 25 | 6 | 4.7 | 3.5 | 92 | 0 | 0 | 0 | 102.7346 | -20.0695 | 62.2654 | 0 | 0 | 0 | 31.5068 | 0 | 0 | 350 | 0 | 0
12 | 25 | 7 | 5.5 | 4.2 | 91 | 0 | 0 | 0 | 113.5445 | -11.0485 | 51.4555 | 0 | 0 | 0 | 31.6069 | 0 | 0 | 350 | 0 | 0
12 | 25 | 8 | 6.4 | 4.8 | 90 | 0 | 0 | 0 | 124.6174 | -2.6735 | 40.3826 | 0 | 0 | 0 | 31.7094 | 0 | 0 | 350 | 0 | 0
12 | 25 | 9 | 7.2 | 5.4 | 88 | 10 | 0 | 10 | 136.3397 | 4.5987 | 28.6603 | 29.4013 | 0 | 9.1452 | 31.818 | 9.1452 | 43.4579 | 350 | 43.4579 | 0
12 | 25 | 10 | 7.2 | 5.8 | 91 | 46 | 0 | 46 | 148.9417 | 10.2692 | 16.0583 | 23.7308 | 0 | 42.0679 | 31.9346 | 42.0679 | 199.9065 | 600 | 199.9065 | 0
12 | 25 | 11 | 7.3 | 6.2 | 93 | 71 | 0 | 71 | 162.4379 | 14.1555 | 2.5621 | 19.8445 | 0 | 64.9308 | 32.0596 | 64.9308 | 308.5513 | 600 | 308.5513 | 0
12 | 25 | 12 | 7.3 | 6.6 | 95 | 66 | 0 | 66 | 176.5679 | 15.8802 | 11.5679 | 18.1198 | 0 | 60.3582 | 32.1904 | 60.3582 | 286.8224 | 600 | 286.8224 | 0
12 | 25 | 13 | 7.5 | 7 | 97 | 68 | 0 | 68 | 190.8348 | 15.2706 | 25.8348 | 18.7294 | 0 | 62.1873 | 32.3225 | 62.1873 | 295.5139 | 600 | 295.5139 | 0
12 | 25 | 14 | 7.6 | 7.3 | 98 | 56 | 0 | 56 | 204.6859 | 12.3888 | 39.6859 | 21.6112 | 0 | 51.2131 | 32.4508 | 51.2131 | 243.3644 | 600 | 243.3644 | 0
12 | 25 | 15 | 7.8 | 7.6 | 99 | 34 | 0 | 34 | 217.733 | 7.5157 | 52.733 | 26.4843 | 0 | 31.0936 | 32.5716 | 31.0936 | 147.757 | 600 | 147.757 | 0
12 | 25 | 16 | 7.9 | 7.4 | 96 | 22 | 0 | 22 | 229.8623 | 1.2149 | 64.8623 | 32.7851 | 0 | 20.1194 | 32.6839 | 20.1194 | 95.6075 | 900 | 95.6075 | 0
12 | 25 | 17 | 8 | 7.1 | 94 | 0 | 0 | 0 | 241.2097 | -6.9344 | 76.2097 | 0 | 0 | 0 | 32.789 | 0 | 0 | 900 | 0 | 0
12 | 25 | 18 | 8.1 | 6.8 | 91 | 0 | 0 | 0 | 252.0914 | -15.6623 | 87.0914 | 0 | 0 | 0 | 32.8897 | 0 | 0 | 900 | 0 | 0
12 | 25 | 19 | 8.2 | 6.2 | 87 | 0 | 0 | 0 | 262.9686 | -24.9222 | 0 | 0 | 0 | 0 | 32.9905 | 0 | 0 | 900 | 0 | 0
12 | 25 | 20 | 8.4 | 5.6 | 83 | 0 | 0 | 0 | 274.4847 | -34.398 | 0 | 0 | 0 | 0 | 33.0971 | 0 | 0 | 800 | 0 | 0
12 | 25 | 21 | 8.5 | 4.9 | 78 | 0 | 0 | 0 | 287.5968 | -43.7006 | 0 | 0 | 0 | 0 | 33.2185 | 0 | 0 | 700 | 0 | 0
12 | 25 | 22 | 7.9 | 4 | 77 | 0 | 0 | 0 | 303.8054 | -52.2493 | 0 | 0 | 0 | 0 | 33.3686 | 0 | 0 | 600 | 0 | 0
12 | 25 | 23 | 7.2 | 3 | 75 | 0 | 0 | 0 | 325.1923 | -59.0393 | 0 | 0 | 0 | 0 | 33.5666 | 0 | 0 | 500 | 0 | 0
12 | 25 | 24 | 6.6 | 2 | 72 | 0 | 0 | 0 | 352.7142 | -62.481 | 0 | 0 | 0 | 0 | 33.8214 | 0 | 0 | 400 | 0 | 0
12 | 26 | 1 | 6.3 | 2.1 | 74 | 0 | 0 | 0 | 22.0332 | -61.2459 | 0 | 0 | 0 | 0 | 30.7596 | 0 | 0 | 350 | 0 | 0
12 | 26 | 2 | 6 | 2.1 | 76 | 0 | 0 | 0 | 46.529 | -55.8648 | 0 | 0 | 0 | 0 | 30.9864 | 0 | 0 | 350 | 0 | 0
12 | 26 | 3 | 5.7 | 2.2 | 78 | 0 | 0 | 0 | 64.9918 | -48.0097 | 0 | 0 | 0 | 0 | 31.1573 | 0 | 0 | 350 | 0 | 0
12 | 26 | 4 | 4.7 | 2.3 | 84 | 0 | 0 | 0 | 79.3829 | -38.9813 | 85.6171 | 0 | 0 | 0 | 31.2906 | 0 | 0 | 350 | 0 | 0
12 | 26 | 5 | 3.8 | 2.4 | 91 | 0 | 0 | 0 | 91.5294 | -29.5315 | 73.4706 | 0 | 0 | 0 | 31.403 | 0 | 0 | 350 | 0 | 0
12 | 26 | 6 | 2.8 | 2.5 | 98 | 0 | 0 | 0 | 102.6219 | -20.1215 | 62.3781 | 0 | 0 | 0 | 31.5058 | 0 | 0 | 350 | 0 | 0
12 | 26 | 7 | 3.5 | 2.3 | 92 | 0 | 0 | 0 | 113.4337 | -11.0946 | 51.5663 | 0 | 0 | 0 | 31.6059 | 0 | 0 | 350 | 0 | 0
12 | 26 | 8 | 4.6 | 2.9 | 89 | 0 | 0 | 0 | 124.5051 | -2.7118 | 40.4949 | 0 | 0 | 0 | 31.7084 | 0 | 0 | 350 | 0 | 0
12 | 26 | 9 | 5.5 | 4.1 | 91 | 10 | 0 | 10 | 136.2238 | 4.5752 | 28.7762 | 29.4248 | 0 | 9.1452 | 31.8169 | 9.1452 | 43.4579 | 350 | 43.4579 | 0
12 | 26 | 10 | 5.1 | 2.1 | 81 | 71 | 109 | 53 | 148.8219 | 10.2609 | 16.1781 | 23.7391 | 73.6989 | 48.4695 | 31.9335 | 48.4695 | 230.327 | 600 | 230.327 | 0
12 | 26 | 11 | 6 | 2 | 75 | 136 | 107 | 110 | 162.3164 | 14.1655 | 2.6836 | 19.8345 | 79.6594 | 100.5971 | 32.0585 | 100.5971 | 478.0373 | 600 | 478.0373 | 0
12 | 26 | 12 | 7.5 | 3.3 | 75 | 176 | 204 | 117 | 176.4489 | 15.9101 | 11.4489 | 18.0899 | 153.8843 | 106.9987 | 32.1893 | 106.9987 | 508.4578 | 600 | 508.4578 | 0
12 | 26 | 13 | 7.5 | 3.8 | 77 | 207 | 331 | 108 | 190.7232 | 15.3198 | 25.7232 | 18.6802 | 233.3264 | 98.768 | 32.3215 | 98.768 | 469.3457 | 600 | 469.3457 | 0
12 | 26 | 14 | 7.2 | 2.2 | 70 | 190 | 406 | 83 | 204.5854 | 12.4549 | 39.5854 | 21.5451 | 243.443 | 75.9051 | 32.4499 | 75.9051 | 360.7008 | 600 | 360.7008 | 0
12 | 26 | 15 | 6.6 | 2.2 | 73 | 112 | 222 | 70 | 217.6448 | 7.5947 | 52.6448 | 26.4053 | 98.9867 | 64.0163 | 32.5708 | 64.0163 | 304.2055 | 600 | 304.2055 | 0
12 | 26 | 16 | 5.9 | 0.7 | 69 | 28 | 0 | 28 | 229.7852 | 1.2961 | 64.7852 | 32.7039 | 0 | 25.6065 | 32.6832 | 25.6065 | 121.6822 | 900 | 121.6822 | 0
12 | 26 | 17 | 6 | 1.8 | 74 | 0 | 0 | 0 | 241.1411 | -6.8364 | 76.1411 | 0 | 0 | 0 | 32.7883 | 0 | 0 | 900 | 0 | 0
12 | 26 | 18 | 6.1 | 2.5 | 78 | 0 | 0 | 0 | 252.0278 | -15.5603 | 87.0278 | 0 | 0 | 0 | 32.8891 | 0 | 0 | 900 | 0 | 0
12 | 26 | 19 | 6.2 | 3.3 | 82 | 0 | 0 | 0 | 262.9057 | -24.8178 | 0 | 0 | 0 | 0 | 32.9899 | 0 | 0 | 900 | 0 | 0
12 | 26 | 20 | 6.2 | 3.4 | 82 | 0 | 0 | 0 | 274.4164 | -34.2931 | 0 | 0 | 0 | 0 | 33.0964 | 0 | 0 | 800 | 0 | 0
12 | 26 | 21 | 5.8 | 3.4 | 85 | 0 | 0 | 0 | 287.5134 | -43.5979 | 0 | 0 | 0 | 0 | 33.2177 | 0 | 0 | 700 | 0 | 0
12 | 26 | 22 | 5.6 | 3.5 | 86 | 0 | 0 | 0 | 303.69 | -52.1533 | 0 | 0 | 0 | 0 | 33.3675 | 0 | 0 | 600 | 0 | 0
12 | 26 | 23 | 5.4 | 4 | 91 | 0 | 0 | 0 | 325.0202 | -58.9595 | 0 | 0 | 0 | 0 | 33.565 | 0 | 0 | 500 | 0 | 0
12 | 26 | 24 | 5.2 | 3.5 | 89 | 0 | 0 | 0 | 352.4783 | -62.4324 | 0 | 0 | 0 | 0 | 33.8192 | 0 | 0 | 400 | 0 | 0
12 | 27 | 1 | 5.3 | 3.6 | 89 | 0 | 0 | 0 | 21.7855 | -61.2372 | 0 | 0 | 0 | 0 | 30.7573 | 0 | 0 | 350 | 0 | 0
12 | 27 | 2 | 3.9 | 3.2 | 95 | 0 | 0 | 0 | 46.3196 | -55.8871 | 0 | 0 | 0 | 0 | 30.9844 | 0 | 0 | 350 | 0 | 0
12 | 27 | 3 | 3.6 | 3.2 | 97 | 0 | 0 | 0 | 64.8229 | -48.0492 | 0 | 0 | 0 | 0 | 31.1558 | 0 | 0 | 350 | 0 | 0
12 | 27 | 4 | 3.3 | 3.1 | 99 | 0 | 0 | 0 | 79.2412 | -39.0283 | 85.7588 | 0 | 0 | 0 | 31.2893 | 0 | 0 | 350 | 0 | 0
12 | 27 | 5 | 3.7 | 2.7 | 93 | 0 | 0 | 0 | 91.4034 | -29.5801 | 73.5966 | 0 | 0 | 0 | 31.4019 | 0 | 0 | 350 | 0 | 0
12 | 27 | 6 | 2.7 | 2.5 | 99 | 0 | 0 | 0 | 102.5039 | -20.1673 | 62.4961 | 0 | 0 | 0 | 31.5047 | 0 | 0 | 350 | 0 | 0
12 | 27 | 7 | 2.9 | 2.4 | 97 | 0 | 0 | 0 | 113.3183 | -11.1343 | 51.6817 | 0 | 0 | 0 | 31.6048 | 0 | 0 | 350 | 0 | 0
12 | 27 | 8 | 3.2 | 2.4 | 94 | 0 | 0 | 0 | 124.3887 | -2.7431 | 40.6113 | 0 | 0 | 0 | 31.7073 | 0 | 0 | 350 | 0 | 0
12 | 27 | 9 | 3.8 | 3.6 | 99 | 13 | 0 | 13 | 136.1045 | 4.5585 | 28.8955 | 29.4415 | 0 | 11.8887 | 31.8158 | 11.8887 | 56.4953 | 350 | 56.4953 | 0
12 | 27 | 10 | 4.2 | 3.5 | 95 | 87 | 125 | 67 | 148.6998 | 10.2598 | 16.3002 | 23.7402 | 84.4743 | 61.2728 | 31.9324 | 61.2728 | 291.1681 | 600 | 291.1681 | 0
12 | 27 | 11 | 6.1 | 4 | 86 | 170 | 357 | 83 | 162.1937 | 14.1831 | 2.8063 | 19.8169 | 265.8327 | 75.9051 | 32.0573 | 75.9051 | 360.7008 | 600 | 360.7008 | 0
12 | 27 | 12 | 5.5 | 4 | 90 | 201 | 329 | 105 | 176.3299 | 15.9477 | 11.3299 | 18.0523 | 248.3881 | 96.0245 | 32.1882 | 96.0245 | 456.3083 | 600 | 456.3083 | 0
12 | 27 | 13 | 5.5 | 3.6 | 88 | 221 | 419 | 96 | 190.6131 | 15.3765 | 25.6131 | 18.6235 | 295.8233 | 87.7938 | 32.3205 | 87.7938 | 417.1962 | 600 | 417.1962 | 0
12 | 27 | 14 | 5.9 | 3.7 | 86 | 174 | 297 | 95 | 204.4876 | 12.5281 | 39.4876 | 21.4719 | 178.5333 | 86.8793 | 32.449 | 86.8793 | 412.8504 | 600 | 412.8504 | 0
12 | 27 | 15 | 5.1 | 3 | 86 | 116 | 213 | 75 | 217.5603 | 7.6804 | 52.5603 | 26.3196 | 95.3596 | 68.5889 | 32.57 | 68.5889 | 325.9345 | 600 | 325.9345 | 0
12 | 27 | 16 | 4.2 | 2.4 | 88 | 19 | 0 | 19 | 229.7125 | 1.3832 | 64.7125 | 32.6168 | 0 | 17.3759 | 32.6825 | 17.3759 | 82.5701 | 900 | 82.5701 | 0
12 | 27 | 17 | 3.3 | 2 | 91 | 0 | 0 | 0 | 241.0776 | -6.7325 | 76.0776 | 0 | 0 | 0 | 32.7878 | 0 | 0 | 900 | 0 | 0
12 | 27 | 18 | 3.7 | 2.1 | 89 | 0 | 0 | 0 | 251.9699 | -15.4528 | 86.9699 | 0 | 0 | 0 | 32.8886 | 0 | 0 | 900 | 0 | 0
12 | 27 | 19 | 3.8 | 2.8 | 93 | 0 | 0 | 0 | 262.8491 | -24.7081 | 0 | 0 | 0 | 0 | 32.9893 | 0 | 0 | 900 | 0 | 0
12 | 27 | 20 | 3.5 | 2.2 | 91 | 0 | 0 | 0 | 274.3551 | -34.183 | 0 | 0 | 0 | 0 | 33.0959 | 0 | 0 | 800 | 0 | 0
12 | 27 | 21 | 2.2 | 1.1 | 92 | 0 | 0 | 0 | 287.4378 | -43.4897 | 0 | 0 | 0 | 0 | 33.217 | 0 | 0 | 700 | 0 | 0
12 | 27 | 22 | 3 | 1.7 | 91 | 0 | 0 | 0 | 303.5829 | -52.0512 | 0 | 0 | 0 | 0 | 33.3665 | 0 | 0 | 600 | 0 | 0
12 | 27 | 23 | 3.1 | 1.5 | 89 | 0 | 0 | 0 | 324.8557 | -58.8726 | 0 | 0 | 0 | 0 | 33.5635 | 0 | 0 | 500 | 0 | 0
12 | 27 | 24 | 2.6 | 1.3 | 91 | 0 | 0 | 0 | 352.2459 | -62.3758 | 0 | 0 | 0 | 0 | 33.8171 | 0 | 0 | 400 | 0 | 0
12 | 28 | 1 | 3 | 1.7 | 91 | 0 | 0 | 0 | 21.535 | -61.2205 | 0 | 0 | 0 | 0 | 30.755 | 0 | 0 | 350 | 0 | 0
12 | 28 | 2 | 1.4 | 0.6 | 94 | 0 | 0 | 0 | 46.104 | -55.9021 | 0 | 0 | 0 | 0 | 30.9824 | 0 | 0 | 350 | 0 | 0
12 | 28 | 3 | 0.8 | 0.4 | 97 | 0 | 0 | 0 | 64.6472 | -48.0821 | 0 | 0 | 0 | 0 | 31.1541 | 0 | 0 | 350 | 0 | 0
12 | 28 | 4 | 2.1 | 1 | 92 | 0 | 0 | 0 | 79.0931 | -39.0691 | 85.9069 | 0 | 0 | 0 | 31.2879 | 0 | 0 | 350 | 0 | 0
12 | 28 | 5 | 2 | 0.6 | 90 | 0 | 0 | 0 | 91.2717 | -29.6226 | 73.7283 | 0 | 0 | 0 | 31.4007 | 0 | 0 | 350 | 0 | 0
12 | 28 | 6 | 1.6 | 0.6 | 93 | 0 | 0 | 0 | 102.3807 | -20.2071 | 62.6193 | 0 | 0 | 0 | 31.5035 | 0 | 0 | 350 | 0 | 0
12 | 28 | 7 | 1.8 | 1 | 94 | 0 | 0 | 0 | 113.1983 | -11.1677 | 51.8017 | 0 | 0 | 0 | 31.6037 | 0 | 0 | 350 | 0 | 0
12 | 28 | 8 | 1.8 | 1 | 94 | 0 | 0 | 0 | 124.2684 | -2.7675 | 40.7316 | 0 | 0 | 0 | 31.7062 | 0 | 0 | 350 | 0 | 0
12 | 28 | 9 | 1.8 | 0.6 | 92 | 5 | 0 | 5 | 135.982 | 4.5486 | 29.018 | 29.4514 | 0 | 4.5726 | 31.8146 | 4.5726 | 21.729 | 350 | 21.729 | 0
12 | 28 | 10 | 2.2 | 1.2 | 93 | 54 | 0 | 54 | 148.5753 | 10.2659 | 16.4247 | 23.7341 | 0 | 49.384 | 31.9313 | 49.384 | 234.6728 | 600 | 234.6728 | 0
12 | 28 | 11 | 2.7 | 1.6 | 92 | 104 | 19 | 99 | 162.0698 | 14.2082 | 2.9302 | 19.7918 | 14.1524 | 90.5374 | 32.0562 | 90.5374 | 430.2335 | 600 | 430.2335 | 0
12 | 28 | 12 | 2.8 | 1.5 | 91 | 135 | 61 | 117 | 176.2112 | 15.9928 | 11.2112 | 18.0072 | 46.0981 | 106.9987 | 32.1871 | 106.9987 | 508.4578 | 600 | 508.4578 | 0
12 | 28 | 13 | 2.8 | 1.5 | 91 | 140 | 44 | 127 | 190.5044 | 15.4408 | 25.5044 | 18.5592 | 31.1172 | 116.1439 | 32.3195 | 116.1439 | 551.9157 | 600 | 551.9157 | 0
12 | 28 | 14 | 2.7 | 1.4 | 91 | 117 | 26 | 110 | 204.3925 | 12.6085 | 39.3925 | 21.3915 | 15.6702 | 100.5971 | 32.4481 | 100.5971 | 478.0373 | 600 | 478.0373 | 0
12 | 28 | 15 | 2.6 | 1.4 | 92 | 72 | 5 | 71 | 217.4794 | 7.7728 | 52.4794 | 26.2272 | 2.2478 | 64.9308 | 32.5693 | 64.9308 | 308.5513 | 600 | 308.5513 | 0
12 | 28 | 16 | 2.2 | 1.1 | 92 | 26 | 0 | 26 | 229.6444 | 1.4764 | 64.6444 | 32.5236 | 0 | 23.7775 | 32.6819 | 23.7775 | 112.9906 | 900 | 112.9906 | 0
12 | 28 | 17 | 2.3 | 1 | 91 | 1 | 0 | 1 | 241.0192 | -6.6227 | 76.0192 | 0 | 0 | 0.91452 | 32.7872 | 0.91452 | 4.3458 | 900 | 4.3458 | 0
12 | 28 | 18 | 2.4 | 1 | 90 | 0 | 0 | 0 | 251.9178 | -15.3398 | 86.9178 | 0 | 0 | 0 | 32.8881 | 0 | 0 | 900 | 0 | 0
12 | 28 | 19 | 2.5 | 1.4 | 92 | 0 | 0 | 0 | 262.7989 | -24.5931 | 0 | 0 | 0 | 0 | 32.9889 | 0 | 0 | 900 | 0 | 0
12 | 28 | 20 | 1.3 | 0.5 | 94 | 0 | 0 | 0 | 274.3009 | -34.0676 | 0 | 0 | 0 | 0 | 33.0954 | 0 | 0 | 800 | 0 | 0
12 | 28 | 21 | 1.7 | 0.6 | 92 | 0 | 0 | 0 | 287.37 | -43.376 | 0 | 0 | 0 | 0 | 33.2164 | 0 | 0 | 700 | 0 | 0
12 | 28 | 22 | 2.2 | 0.7 | 90 | 0 | 0 | 0 | 303.4842 | -51.9431 | 0 | 0 | 0 | 0 | 33.3656 | 0 | 0 | 600 | 0 | 0
12 | 28 | 23 | 1.9 | 0.5 | 90 | 0 | 0 | 0 | 324.6989 | -58.7787 | 0 | 0 | 0 | 0 | 33.562 | 0 | 0 | 500 | 0 | 0
12 | 28 | 24 | 2.3 | 0.7 | 89 | 0 | 0 | 0 | 352.0173 | -62.3112 | 0 | 0 | 0 | 0 | 33.815 | 0 | 0 | 400 | 0 | 0
12 | 29 | 1 | 2.3 | 0.9 | 90 | 0 | 0 | 0 | 21.282 | -61.1958 | 0 | 0 | 0 | 0 | 30.7526 | 0 | 0 | 350 | 0 | 0
12 | 29 | 2 | 1.8 | 0.6 | 92 | 0 | 0 | 0 | 45.8824 | -55.9097 | 0 | 0 | 0 | 0 | 30.9804 | 0 | 0 | 350 | 0 | 0
12 | 29 | 3 | 2.3 | 1.2 | 92 | 0 | 0 | 0 | 64.4648 | -48.1083 | 0 | 0 | 0 | 0 | 31.1525 | 0 | 0 | 350 | 0 | 0
12 | 29 | 4 | 1.8 | 1.5 | 98 | 0 | 0 | 0 | 78.9387 | -39.1037 | 86.0613 | 0 | 0 | 0 | 31.2865 | 0 | 0 | 350 | 0 | 0
12 | 29 | 5 | 1.8 | 0.6 | 92 | 0 | 0 | 0 | 91.1343 | -29.6589 | 73.8657 | 0 | 0 | 0 | 31.3994 | 0 | 0 | 350 | 0 | 0
12 | 29 | 6 | 1.5 | 0.7 | 94 | 0 | 0 | 0 | 102.2524 | -20.2406 | 62.7476 | 0 | 0 | 0 | 31.5023 | 0 | 0 | 350 | 0 | 0
12 | 29 | 7 | 1.4 | 0.5 | 94 | 0 | 0 | 0 | 113.0738 | -11.1946 | 51.9262 | 0 | 0 | 0 | 31.6025 | 0 | 0 | 350 | 0 | 0
12 | 29 | 8 | 1.9 | 0.5 | 90 | 0 | 0 | 0 | 124.1442 | -2.785 | 40.8558 | 0 | 0 | 0 | 31.705 | 0 | 0 | 350 | 0 | 0
12 | 29 | 9 | 3 | 1.1 | 87 | 10 | 0 | 10 | 135.8564 | 4.5454 | 29.1436 | 29.4546 | 0 | 9.1452 | 31.8135 | 9.1452 | 43.4579 | 350 | 43.4579 | 0
12 | 29 | 10 | 3.7 | 1.6 | 86 | 54 | 0 | 54 | 148.4486 | 10.2794 | 16.5514 | 23.7206 | 0 | 49.384 | 31.9301 | 49.384 | 234.6728 | 600 | 234.6728 | 0
12 | 29 | 11 | 4.3 | 1.8 | 84 | 104 | 19 | 99 | 161.9448 | 14.2409 | 3.0552 | 19.7591 | 14.1584 | 90.5374 | 32.055 | 90.5374 | 430.2335 | 600 | 430.2335 | 0
12 | 29 | 12 | 4.7 | 2 | 83 | 136 | 61 | 118 | 176.0927 | 16.0456 | 11.0927 | 17.9544 | 46.1474 | 107.9132 | 32.186 | 107.9132 | 512.8036 | 600 | 512.8036 | 0
12 | 29 | 13 | 4.7 | 2 | 83 | 141 | 44 | 127 | 190.3974 | 15.5124 | 25.3974 | 18.4876 | 31.1728 | 116.1439 | 32.3185 | 116.1439 | 551.9157 | 600 | 551.9157 | 0
12 | 29 | 14 | 4.9 | 1.9 | 81 | 118 | 26 | 111 | 204.3003 | 12.696 | 39.3003 | 21.304 | 15.7131 | 101.5116 | 32.4472 | 101.5116 | 482.3831 | 600 | 482.3831 | 0
12 | 29 | 15 | 4.8 | 1.5 | 79 | 73 | 5 | 72 | 217.4024 | 7.8718 | 52.4024 | 26.1282 | 2.2575 | 65.8454 | 32.5685 | 65.8454 | 312.8971 | 600 | 312.8971 | 0
12 | 29 | 16 | 4.8 | 1.9 | 81 | 10 | 0 | 10 | 229.5808 | 1.5756 | 64.5808 | 32.4244 | 0 | 9.1452 | 32.6813 | 9.1452 | 43.4579 | 900 | 43.4579 | 0
12 | 29 | 17 | 4.8 | 1.5 | 79 | 1 | 0 | 1 | 240.9661 | -6.5071 | 75.9661 | 0 | 0 | 0.91452 | 32.7867 | 0.91452 | 4.3458 | 900 | 4.3458 | 0
12 | 29 | 18 | 5 | 1.5 | 78 | 0 | 0 | 0 | 251.8714 | -15.2214 | 86.8714 | 0 | 0 | 0 | 32.8877 | 0 | 0 | 900 | 0 | 0
12 | 29 | 19 | 5.1 | 1.6 | 78 | 0 | 0 | 0 | 262.755 | -24.473 | 0 | 0 | 0 | 0 | 32.9885 | 0 | 0 | 900 | 0 | 0
12 | 29 | 20 | 4.7 | 2.2 | 84 | 0 | 0 | 0 | 274.2538 | -33.9471 | 0 | 0 | 0 | 0 | 33.0949 | 0 | 0 | 800 | 0 | 0
12 | 29 | 21 | 4.9 | 1.7 | 80 | 0 | 0 | 0 | 287.3101 | -43.2569 | 0 | 0 | 0 | 0 | 33.2158 | 0 | 0 | 700 | 0 | 0
12 | 29 | 22 | 5.2 | 1.2 | 75 | 0 | 0 | 0 | 303.3941 | -51.829 | 0 | 0 | 0 | 0 | 33.3648 | 0 | 0 | 600 | 0 | 0
12 | 29 | 23 | 5.2 | 2.8 | 84 | 0 | 0 | 0 | 324.5502 | -58.6778 | 0 | 0 | 0 | 0 | 33.5606 | 0 | 0 | 500 | 0 | 0
12 | 29 | 24 | 5.1 | 2.7 | 84 | 0 | 0 | 0 | 351.7928 | -62.2387 | 0 | 0 | 0 | 0 | 33.8129 | 0 | 0 | 400 | 0 | 0
12 | 30 | 1 | 5 | 1.8 | 80 | 0 | 0 | 0 | 21.0269 | -61.1629 | 0 | 0 | 0 | 0 | 30.7502 | 0 | 0 | 350 | 0 | 0
12 | 30 | 2 | 5.1 | 1.8 | 79 | 0 | 0 | 0 | 45.6551 | -55.9099 | 0 | 0 | 0 | 0 | 30.9783 | 0 | 0 | 350 | 0 | 0
12 | 30 | 3 | 4.6 | 2.7 | 87 | 0 | 0 | 0 | 64.276 | -48.1277 | 0 | 0 | 0 | 0 | 31.1507 | 0 | 0 | 350 | 0 | 0
12 | 30 | 4 | 4.6 | 3.9 | 95 | 0 | 0 | 0 | 78.7783 | -39.1319 | 86.2217 | 0 | 0 | 0 | 31.285 | 0 | 0 | 350 | 0 | 0
12 | 30 | 5 | 4.4 | 4.4 | 100 | 0 | 0 | 0 | 90.9914 | -29.689 | 74.0086 | 0 | 0 | 0 | 31.3981 | 0 | 0 | 350 | 0 | 0
12 | 30 | 6 | 4.5 | 4.5 | 100 | 0 | 0 | 0 | 102.1192 | -20.2678 | 62.8808 | 0 | 0 | 0 | 31.5011 | 0 | 0 | 350 | 0 | 0
12 | 30 | 7 | 4.9 | 4.9 | 100 | 0 | 0 | 0 | 112.9449 | -11.2151 | 52.0551 | 0 | 0 | 0 | 31.6013 | 0 | 0 | 350 | 0 | 0
12 | 30 | 8 | 5.1 | 5.1 | 100 | 0 | 0 | 0 | 124.0163 | -2.7954 | 40.9837 | 0 | 0 | 0 | 31.7039 | 0 | 0 | 350 | 0 | 0
12 | 30 | 9 | 5.3 | 5.3 | 100 | 5 | 0 | 5 | 135.7278 | 4.5492 | 29.2722 | 29.4508 | 0 | 4.5726 | 31.8123 | 4.5726 | 21.729 | 350 | 21.729 | 0
12 | 30 | 10 | 5.8 | 5.8 | 100 | 27 | 0 | 27 | 148.3199 | 10.3002 | 16.6801 | 23.6998 | 0 | 24.692 | 31.9289 | 24.692 | 117.3364 | 600 | 117.3364 | 0
12 | 30 | 11 | 6.1 | 6.1 | 100 | 51 | 0 | 51 | 161.8189 | 14.2811 | 3.1811 | 19.7189 | 0 | 46.6405 | 32.0539 | 46.6405 | 221.6355 | 600 | 221.6355 | 0
12 | 30 | 12 | 6.2 | 6.2 | 100 | 67 | 0 | 67 | 175.9745 | 16.1059 | 10.9745 | 17.8941 | 0 | 61.2728 | 32.1849 | 61.2728 | 291.1681 | 600 | 291.1681 | 0
12 | 30 | 13 | 6.6 | 6.6 | 100 | 70 | 0 | 70 | 190.2921 | 15.5915 | 25.2921 | 18.4085 | 0 | 64.0163 | 32.3175 | 64.0163 | 304.2055 | 600 | 304.2055 | 0
12 | 30 | 14 | 7 | 7 | 100 | 58 | 0 | 58 | 204.2109 | 12.7906 | 39.2109 | 21.2094 | 0 | 53.0421 | 32.4464 | 53.0421 | 252.056 | 600 | 252.056 | 0
12 | 30 | 15 | 7.1 | 7.1 | 100 | 36 | 0 | 36 | 217.3294 | 7.9774 | 52.3294 | 26.0226 | 0 | 32.9227 | 32.5679 | 32.9227 | 156.4486 | 600 | 156.4486 | 0
12 | 30 | 16 | 7.2 | 7.2 | 100 | 10 | 0 | 10 | 229.522 | 1.6808 | 64.522 | 32.3192 | 0 | 9.1452 | 32.6808 | 9.1452 | 43.4579 | 900 | 43.4579 | 0
12 | 30 | 17 | 7.2 | 7.2 | 100 | 0 | 0 | 0 | 240.9182 | -6.3859 | 75.9182 | 0 | 0 | 0 | 32.7863 | 0 | 0 | 900 | 0 | 0
12 | 30 | 18 | 7 | 7 | 100 | 0 | 0 | 0 | 251.8309 | -15.0977 | 86.8309 | 0 | 0 | 0 | 32.8873 | 0 | 0 | 900 | 0 | 0
12 | 30 | 19 | 7.3 | 7.3 | 100 | 0 | 0 | 0 | 262.7177 | -24.3478 | 0 | 0 | 0 | 0 | 32.9881 | 0 | 0 | 900 | 0 | 0
12 | 30 | 20 | 6.6 | 6.6 | 100 | 0 | 0 | 0 | 274.2138 | -33.8216 | 0 | 0 | 0 | 0 | 33.0946 | 0 | 0 | 800 | 0 | 0
12 | 30 | 21 | 6.9 | 6.9 | 100 | 0 | 0 | 0 | 287.2582 | -43.1326 | 0 | 0 | 0 | 0 | 33.2154 | 0 | 0 | 700 | 0 | 0
12 | 30 | 22 | 6.9 | 6.9 | 100 | 0 | 0 | 0 | 303.3127 | -51.7091 | 0 | 0 | 0 | 0 | 33.364 | 0 | 0 | 600 | 0 | 0
12 | 30 | 23 | 6.8 | 6.8 | 100 | 0 | 0 | 0 | 324.4096 | -58.5701 | 0 | 0 | 0 | 0 | 33.5593 | 0 | 0 | 500 | 0 | 0
12 | 30 | 24 | 6.8 | 6.8 | 100 | 0 | 0 | 0 | 351.5728 | -62.1583 | 0 | 0 | 0 | 0 | 33.8109 | 0 | 0 | 400 | 0 | 0
12 | 31 | 1 | 6.7 | 6.7 | 100 | 0 | 0 | 0 | 20.7702 | -61.122 | 0 | 0 | 0 | 0 | 30.7479 | 0 | 0 | 350 | 0 | 0
12 | 31 | 2 | 6.8 | 6.8 | 100 | 0 | 0 | 0 | 45.4224 | -55.9026 | 0 | 0 | 0 | 0 | 30.9761 | 0 | 0 | 350 | 0 | 0
12 | 31 | 3 | 6.7 | 6.7 | 100 | 0 | 0 | 0 | 64.081 | -48.1404 | 0 | 0 | 0 | 0 | 31.1489 | 0 | 0 | 350 | 0 | 0
12 | 31 | 4 | 6.7 | 6.7 | 100 | 0 | 0 | 0 | 78.6118 | -39.1536 | 86.3882 | 0 | 0 | 0 | 31.2834 | 0 | 0 | 350 | 0 | 0
12 | 31 | 5 | 6.8 | 6.8 | 100 | 0 | 0 | 0 | 90.843 | -29.7129 | 74.157 | 0 | 0 | 0 | 31.3967 | 0 | 0 | 350 | 0 | 0
12 | 31 | 6 | 6.8 | 6.8 | 100 | 0 | 0 | 0 | 101.9811 | -20.2888 | 63.0189 | 0 | 0 | 0 | 31.4998 | 0 | 0 | 350 | 0 | 0
12 | 31 | 7 | 6.9 | 6.9 | 100 | 0 | 0 | 0 | 112.8118 | -11.2291 | 52.1882 | 0 | 0 | 0 | 31.6001 | 0 | 0 | 350 | 0 | 0
12 | 31 | 8 | 7.1 | 7.1 | 100 | 0 | 0 | 0 | 123.8847 | -2.7988 | 41.1153 | 0 | 0 | 0 | 31.7026 | 0 | 0 | 350 | 0 | 0
12 | 31 | 9 | 7.7 | 7.7 | 100 | 5 | 0 | 5 | 135.5962 | 4.5598 | 29.4038 | 29.4402 | 0 | 4.5726 | 31.8111 | 4.5726 | 21.729 | 350 | 21.729 | 0
12 | 31 | 10 | 8 | 8 | 100 | 54 | 0 | 54 | 148.1891 | 10.3282 | 16.8109 | 23.6718 | 0 | 49.384 | 31.9277 | 49.384 | 234.6728 | 600 | 234.6728 | 0
12 | 31 | 11 | 8.7 | 8.7 | 100 | 155 | 207 | 104 | 161.6921 | 14.3288 | 3.3079 | 19.6712 | 154.4365 | 95.11 | 32.0527 | 95.11 | 451.9625 | 600 | 451.9625 | 0
12 | 31 | 12 | 9.4 | 9.4 | 100 | 135 | 58 | 118 | 175.8568 | 16.1738 | 10.8568 | 17.8262 | 43.9859 | 107.9132 | 32.1839 | 107.9132 | 512.8036 | 600 | 512.8036 | 0
12 | 31 | 13 | 9.8 | 9.4 | 97 | 141 | 42 | 128 | 190.1886 | 15.6779 | 25.1886 | 18.3221 | 29.8714 | 117.0584 | 32.3166 | 117.0584 | 556.2615 | 600 | 556.2615 | 0
12 | 31 | 14 | 10.5 | 9.7 | 95 | 119 | 25 | 112 | 204.1246 | 12.8921 | 39.1246 | 21.1079 | 15.1961 | 102.4261 | 32.4456 | 102.4261 | 486.7288 | 600 | 486.7288 | 0
12 | 31 | 15 | 9.9 | 9.4 | 97 | 74 | 5 | 74 | 217.2603 | 8.0894 | 52.2603 | 25.9106 | 2.2776 | 67.6744 | 32.5672 | 67.6744 | 321.5887 | 600 | 321.5887 | 0
12 | 31 | 16 | 9.9 | 9.5 | 97 | 11 | 0 | 11 | 229.4679 | 1.7919 | 64.4679 | 32.2081 | 0 | 10.0597 | 32.6803 | 10.0597 | 47.8037 | 900 | 47.8037 | 0
12 | 31 | 17 | 9.7 | 9 | 95 | 0 | 0 | 0 | 240.8758 | -6.259 | 75.8758 | 0 | 0 | 0 | 32.7859 | 0 | 0 | 900 | 0 | 0
12 | 31 | 18 | 9.6 | 8.6 | 93 | 0 | 0 | 0 | 251.7963 | -14.9689 | 86.7963 | 0 | 0 | 0 | 32.887 | 0 | 0 | 900 | 0 | 0
12 | 31 | 19 | 8.8 | 6.6 | 86 | 0 | 0 | 0 | 262.6868 | -24.2177 | 0 | 0 | 0 | 0 | 32.9878 | 0 | 0 | 900 | 0 | 0
12 | 31 | 20 | 8.4 | 6.3 | 86 | 0 | 0 | 0 | 274.1811 | -33.6912 | 0 | 0 | 0 | 0 | 33.0943 | 0 | 0 | 800 | 0 | 0
12 | 31 | 21 | 8 | 5.8 | 86 | 0 | 0 | 0 | 287.2143 | -43.0031 | 0 | 0 | 0 | 0 | 33.2149 | 0 | 0 | 700 | 0 | 0
12 | 31 | 22 | 7.7 | 5.5 | 86 | 0 | 0 | 0 | 303.2399 | -51.5835 | 0 | 0 | 0 | 0 | 33.3633 | 0 | 0 | 600 | 0 | 0
12 | 31 | 23 | 7.5 | 5.5 | 87 | 0 | 0 | 0 | 324.2774 | -58.4557 | 0 | 0 | 0 | 0 | 33.5581 | 0 | 0 | 500 | 0 | 0
12 | 31 | 24 | 7.5 | 5.9 | 90 | 0 | 0 | 0 | 351.3576 | -62.0701 | 0 | 0 | 0 | 0 | 33.8089 | 0 | 0 | 400 | 0 | 0

## Demand
Electricity Demand (Watts)
| Winter | Summer
0 | 350 | 350
1 | 350 | 350
2 | 350 | 350
3 | 350 | 350
4 | 350 | 350
5 | 350 | 350
6 | 350 | 350
7 | 350 | 350
8 | 350 | 350
9 | 600 | 600
10 | 600 | 600
11 | 600 | 600
12 | 600 | 600
13 | 600 | 600
14 | 600 | 600
15 | 900 | 900
16 | 900 | 900
17 | 900 | 900
18 | 900 | 900
19 | 800 | 800
20 | 700 | 700
21 | 600 | 600
22 | 500 | 500
23 | 400 | 400